## UL Electric VTP 50Hz 30VT
UL Electric VTP 50Hz 30VT
Item of | SFFECO Item Code | Electric Panel Item Code | Description | LIFECO-UK GP (USD) | LIFECO-UK GP (AED)
LIFECO-UK | 126064200880 | 088001200067 | LIFECO-UK-UL Listed Vertical Turbine Pump (LFP 200-30 VT-2900RPM) 200 GPM @ 6 Bar, Coupled with 50Hz VHS Motor. Pressure Gauge, Air Release Valve and Casing Relief Valve are included. | 19675.2338 | 72306.4842
LIFECO-UK | 126064200881 | 088001200067 | LIFECO-UK-UL Listed Vertical Turbine Pump (LFP 200-30 VT-2900RPM) 200 GPM @ 7 Bar, Coupled with 50Hz VHS Motor. Pressure Gauge, Air Release Valve and Casing Relief Valve are included. | 19675.2338 | 72306.4842
LIFECO-UK | 126064200882 | 088001200080 | LIFECO-UK-UL Listed Vertical Turbine Pump (LFP 200-30 VT-2900RPM) 200 GPM @ 8 Bar, Coupled with 50Hz VHS Motor. Pressure Gauge, Air Release Valve and Casing Relief Valve are included. | 21638.9412 | 79523.1088
LIFECO-UK | 126064200883 | 088001200079 | LIFECO-UK-UL Listed Vertical Turbine Pump (LFP 200-30 VT-2900RPM) 200 GPM @ 9 to 11 Bar, Coupled with 50Hz VHS Motor. Pressure Gauge, Air Release Valve and Casing Relief Valve are included. | 23254.6305 | 85460.767
LIFECO-UK | 126064200884 | 088001200068 | LIFECO-UK-UL Listed Vertical Turbine Pump (LFP 200-30 VT-2900RPM) 200 GPM @ 12 to 14 Bar, Coupled with 50Hz VHS Motor. Pressure Gauge, Air Release Valve and Casing Relief Valve are included. | 24729.8914 | 90882.3509
LIFECO-UK | 126064200400 | 088001200070 | LIFECO-UK-UL Listed Vertical Turbine Pump (LFP 200-30 VT-2900RPM) 200 GPM @ 15 Bar, Coupled with 50Hz ODP Electric Motor and Gear Drive. Pressure Gauge, Air Release Valve and Casing Relief Valve are included. | 29770.0483 | 109404.9274
LIFECO-UK | 126064200401 | 088001200070 | LIFECO-UK-UL Listed Vertical Turbine Pump (LFP 200-30 VT-2900RPM) 200 GPM @ 16 Bar, Coupled with 50Hz ODP Electric Motor and Gear Drive. Pressure Gauge, Air Release Valve and Casing Relief Valve are included. | 30761.4419 | 113048.2991
LIFECO-UK | 126064200402 | 088001200070 | LIFECO-UK-UL Listed Vertical Turbine Pump (LFP 200-30 VT-2900RPM) 200 GPM @ 17 Bar, Coupled with 50Hz ODP Electric Motor and Gear Drive. Pressure Gauge, Air Release Valve and Casing Relief Valve are included. | 30761.4419 | 113048.2991
LIFECO-UK | 126064200403 | 088001200070 | LIFECO-UK-UL Listed Vertical Turbine Pump (LFP 200-30 VT-2900RPM) 200 GPM @ 18 Bar, Coupled with 50Hz ODP Electric Motor and Gear Drive. Pressure Gauge, Air Release Valve and Casing Relief Valve are included. | 30761.4419 | 113048.2991
LIFECO-UK | 126064200404 | 088001200038 | LIFECO-UK-UL Listed Vertical Turbine Pump (LFP 200-30 VT-2980RPM) 200 GPM @ 19 Bar, Coupled with 50Hz ODP Electric Motor and Gear Drive. Pressure Gauge, Air Release Valve and Casing Relief Valve are included. | 33723.4118 | 123933.5382
LIFECO-UK | 126064200405 | 088001200038 | LIFECO-UK-UL Listed Vertical Turbine Pump (LFP 200-30 VT-2900RPM) 200 GPM @ 20 Bar, Coupled with 50Hz ODP Electric Motor and Gear Drive. Pressure Gauge, Air Release Valve and Casing Relief Valve are included. | 35311.6259 | 129770.2253
LIFECO-UK | 126064200885 | 088001200067 | LIFECO-UK-UL Listed Vertical Turbine Pump (LFP 250-30 VT-2900RPM) 250 GPM @ 6 Bar, Coupled with 50Hz VHS Motor. Pressure Gauge, Air Release Valve and Casing Relief Valve are included. | 19675.2338 | 72306.4842
LIFECO-UK | 126064200886 | 088001200080 | LIFECO-UK-UL Listed Vertical Turbine Pump (LFP 250-30 VT-2900RPM) 250 GPM @ 7 Bar, Coupled with 50Hz VHS Motor. Pressure Gauge, Air Release Valve and Casing Relief Valve are included. | 20346.8477 | 74774.6652
LIFECO-UK | 126064200887 | 088001200080 | LIFECO-UK-UL Listed Vertical Turbine Pump (LFP 250-30 VT-2900RPM) 250 GPM @ 8 Bar, Coupled with 50Hz VHS Motor. Pressure Gauge, Air Release Valve and Casing Relief Valve are included. | 21638.9412 | 79523.1088
LIFECO-UK | 126064200888 | 088001200079 | LIFECO-UK-UL Listed Vertical Turbine Pump (LFP 250-30 VT-2900RPM) 250 GPM @ 9 to 10 Bar, Coupled with 50Hz VHS Motor. Pressure Gauge, Air Release Valve and Casing Relief Valve are included. | 23254.6305 | 85460.767
LIFECO-UK | 126064200889 | 088001200068 | LIFECO-UK-UL Listed Vertical Turbine Pump (LFP 250-30 VT-2900RPM) 250 GPM @ 11 to 14 Bar, Coupled with 50Hz VHS Motor. Pressure Gauge, Air Release Valve and Casing Relief Valve are included. | 24729.8914 | 90882.3509
LIFECO-UK | 126064200412 | 088001200070 | LIFECO-UK-UL Listed Vertical Turbine Pump (LFP 250-30 VT-2980RPM) 250 GPM @ 15 Bar, Coupled with 50Hz ODP Electric Motor and Gear Drive. Pressure Gauge, Air Release Valve and Casing Relief Valve are included. | 29770.0483 | 109404.9274
LIFECO-UK | 126064200413 | 088001200070 | LIFECO-UK-UL Listed Vertical Turbine Pump (LFP 250-30 VT-2900RPM) 250 GPM @ 16 Bar, Coupled with 50Hz ODP Electric Motor and Gear Drive. Pressure Gauge, Air Release Valve and Casing Relief Valve are included. | 30761.4419 | 113048.2991
LIFECO-UK | 126064200414 | 088001200070 | LIFECO-UK-UL Listed Vertical Turbine Pump (LFP 250-30 VT-2900RPM) 250 GPM @ 17 Bar, Coupled with 50Hz ODP Electric Motor and Gear Drive. Pressure Gauge, Air Release Valve and Casing Relief Valve are included. | 30761.4419 | 113048.2991
LIFECO-UK | 126064200415 | 088001200038 | LIFECO-UK-UL Listed Vertical Turbine Pump (LFP 250-30 VT-2900RPM) 250 GPM @ 18 Bar, Coupled with 50Hz ODP Electric Motor and Gear Drive. Pressure Gauge, Air Release Valve and Casing Relief Valve are included. | 33723.4118 | 123933.5382
LIFECO-UK | 126064200416 | 088001200038 | LIFECO-UK-UL Listed Vertical Turbine Pump (LFP 250-30 VT-2900RPM) 250 GPM @ 19 to 20 Bar, Coupled with 50Hz ODP Electric Motor and Gear Drive. Pressure Gauge, Air Release Valve and Casing Relief Valve are included. | 35311.6259 | 129770.2253
LIFECO-UK | 126064200890 | 088001200067 | LIFECO-UK-UL Listed Vertical Turbine Pump (LFP 300-30 VT-2900RPM) 300 GPM @ 6 Bar, Coupled with 50Hz VHS Motor. Pressure Gauge, Air Release Valve and Casing Relief Valve are included. | 19675.2338 | 72306.4842
LIFECO-UK | 126064200891 | 088001200080 | LIFECO-UK-UL Listed Vertical Turbine Pump (LFP 300-30 VT-2900RPM) 300 GPM @ 7 Bar, Coupled with 50Hz VHS Motor. Pressure Gauge, Air Release Valve and Casing Relief Valve are included. | 20346.8477 | 74774.6652
LIFECO-UK | 126064200892 | 088001200080 | LIFECO-UK-UL Listed Vertical Turbine Pump (LFP 300-30 VT-2900RPM) 300 GPM @ 8 Bar, Coupled with 50Hz VHS Motor. Pressure Gauge, Air Release Valve and Casing Relief Valve are included. | 21638.9412 | 79523.1088
LIFECO-UK | 126064200893 | 088001200079 | LIFECO-UK-UL Listed Vertical Turbine Pump (LFP 300-30 VT-2900RPM) 300 GPM @ 9 to 10 Bar, Coupled with 50Hz VHS Motor. Pressure Gauge, Air Release Valve and Casing Relief Valve are included. | 23254.6305 | 85460.767
LIFECO-UK | 126064200894 | 088001200068 | LIFECO-UK-UL Listed Vertical Turbine Pump (LFP 300-30 VT-2900RPM) 300 GPM @ 11 to 13 Bar, Coupled with 50Hz VHS Motor. Pressure Gauge, Air Release Valve and Casing Relief Valve are included. | 24729.8914 | 90882.3509
LIFECO-UK | 126064200422 | 088001200070 | LIFECO-UK-UL Listed Vertical Turbine Pump (LFP 300-30 VT-2900RPM) 300 GPM @ 14 Bar, Coupled with 50Hz ODP Electric Motor and Gear Drive. Pressure Gauge, Air Release Valve and Casing Relief Valve are included. | 29770.0483 | 109404.9274
LIFECO-UK | 126064200423 | 088001200070 | LIFECO-UK-UL Listed Vertical Turbine Pump (LFP 300-30 VT-2900RPM) 300 GPM @ 15 Bar, Coupled with 50Hz ODP Electric Motor and Gear Drive. Pressure Gauge, Air Release Valve and Casing Relief Valve are included. | 30761.4419 | 113048.2991
LIFECO-UK | 126064200424 | 088001200070 | LIFECO-UK-UL Listed Vertical Turbine Pump (LFP 300-30 VT-2900RPM) 300 GPM @ 16 to 17 Bar, Coupled with 50Hz ODP Electric Motor and Gear Drive. Pressure Gauge, Air Release Valve and Casing Relief Valve are included. | 30761.4419 | 113048.2991
LIFECO-UK | 126064200425 | 088001200038 | LIFECO-UK-UL Listed Vertical Turbine Pump (LFP 300-30 VT-2900RPM) 300 GPM @ 18 Bar, Coupled with 50Hz ODP Electric Motor and Gear Drive. Pressure Gauge, Air Release Valve and Casing Relief Valve are included. | 33723.4118 | 123933.5382
LIFECO-UK | 126064200426 | 088001200038 | LIFECO-UK-UL Listed Vertical Turbine Pump (LFP 300-30 VT-2900RPM) 300 GPM @ 19 Bar, Coupled with 50Hz ODP Electric Motor and Gear Drive. Pressure Gauge, Air Release Valve and Casing Relief Valve are included. | 35311.6259 | 129770.2253
LIFECO-UK | 126064200427 | 088001200038 | LIFECO-UK-UL Listed Vertical Turbine Pump (LFP 300-30 VT-2900RPM) 300 GPM @ 20 Bar, Coupled with 50Hz ODP Electric Motor and Gear Drive. Pressure Gauge, Air Release Valve and Casing Relief Valve are included. | 35311.6259 | 129770.2253
LIFECO-UK | 126064200895 | 088001200067 | LIFECO-UK-UL Listed Vertical Turbine Pump (LFP 400-30 VT-2900RPM) 400 GPM @ 6 Bar, Coupled with 50Hz VHS Motor. Pressure Gauge, Air Release Valve and Casing Relief Valve are included. | 19675.2338 | 72306.4842
LIFECO-UK | 126064200896 | 088001200080 | LIFECO-UK-UL Listed Vertical Turbine Pump (LFP 400-30 VT-2900RPM) 400 GPM @ 7 to 8 Bar, Coupled with 50Hz VHS Motor. Pressure Gauge, Air Release Valve and Casing Relief Valve are included. | 21638.9412 | 79523.1088
LIFECO-UK | 126064200897 | 088001200079 | LIFECO-UK-UL Listed Vertical Turbine Pump (LFP 400-30 VT-2900RPM) 400 GPM @ 9 Bar, Coupled with 50Hz VHS Motor. Pressure Gauge, Air Release Valve and Casing Relief Valve are included. | 23254.6305 | 85460.767
LIFECO-UK | 126064200898 | 088001200068 | LIFECO-UK-UL Listed Vertical Turbine Pump (LFP 400-30 VT-2900RPM) 400 GPM @ 10 Bar, Coupled with 50Hz VHS Motor. Pressure Gauge, Air Release Valve and Casing Relief Valve are included. | 23557.6199 | 86574.2532
LIFECO-UK | 126064200899 | 088001200068 | LIFECO-UK-UL Listed Vertical Turbine Pump (LFP 400-30 VT-2900RPM) 400 GPM @ 11 to 13 Bar, Coupled with 50Hz VHS Motor. Pressure Gauge, Air Release Valve and Casing Relief Valve are included. | 24729.8914 | 90882.3509
LIFECO-UK | 126064200433 | 088001200070 | LIFECO-UK-UL Listed Vertical Turbine Pump (LFP 400-30 VT-2980RPM) 400 GPM @ 14 Bar, Coupled with 50Hz ODP Electric Motor and Gear Drive. Pressure Gauge, Air Release Valve and Casing Relief Valve are included. | 29770.0483 | 109404.9274
LIFECO-UK | 126064200434 | 088001200070 | LIFECO-UK-UL Listed Vertical Turbine Pump (LFP 400-30 VT-2900RPM) 400 GPM @ 15 Bar, Coupled with 50Hz ODP Electric Motor and Gear Drive. Pressure Gauge, Air Release Valve and Casing Relief Valve are included. | 30761.4419 | 113048.2991
LIFECO-UK | 126064200435 | 088001200070 | LIFECO-UK-UL Listed Vertical Turbine Pump (LFP 400-30 VT-2900RPM) 400 GPM @ 16 Bar, Coupled with 50Hz ODP Electric Motor and Gear Drive. Pressure Gauge, Air Release Valve and Casing Relief Valve are included. | 30761.4419 | 113048.2991
LIFECO-UK | 126064200436 | 088001200038 | LIFECO-UK-UL Listed Vertical Turbine Pump (LFP 400-30 VT-2900RPM) 400 GPM @ 17 Bar, Coupled with 50Hz ODP Electric Motor and Gear Drive. Pressure Gauge, Air Release Valve and Casing Relief Valve are included. | 33723.4118 | 123933.5382
LIFECO-UK | 126064200437 | 088001200038 | LIFECO-UK-UL Listed Vertical Turbine Pump (LFP 400-30 VT-2980RPM) 400 GPM @ 18 Bar, Coupled with 50Hz ODP Electric Motor and Gear Drive. Pressure Gauge, Air Release Valve and Casing Relief Valve are included. | 33723.4118 | 123933.5382
LIFECO-UK | 126064200438 | 088001200038 | LIFECO-UK-UL Listed Vertical Turbine Pump (LFP 400-30 VT-2900RPM) 400 GPM @ 19 Bar, Coupled with 50Hz ODP Electric Motor and Gear Drive. Pressure Gauge, Air Release Valve and Casing Relief Valve are included. | 35311.6259 | 129770.2253
LIFECO-UK | 126064200439 | 088001200038 | LIFECO-UK-UL Listed Vertical Turbine Pump (LFP 400-30 VT-2980RPM) 400 GPM @ 20 Bar, Coupled with 50Hz ODP Electric Motor and Gear Drive. Pressure Gauge, Air Release Valve and Casing Relief Valve are included. | 35311.6259 | 129770.2253
LIFECO-UK | 126064200900 | 088001200067 | LIFECO-UK-UL Listed Vertical Turbine Pump (LFP 450-30 VT-2900RPM) 450 GPM @ 6 Bar, Coupled with 50Hz VHS Motor. Pressure Gauge, Air Release Valve and Casing Relief Valve are included. | 19675.2338 | 72306.4842
LIFECO-UK | 126064200901 | 088001200080 | LIFECO-UK-UL Listed Vertical Turbine Pump (LFP 450-30 VT-2900RPM) 450 GPM @ 7 to 8 Bar, Coupled with 50Hz VHS Motor. Pressure Gauge, Air Release Valve and Casing Relief Valve are included. | 21638.9412 | 79523.1088
LIFECO-UK | 126064200902 | 088001200079 | LIFECO-UK-UL Listed Vertical Turbine Pump (LFP 450-30 VT-2900RPM) 450 GPM @ 9 Bar, Coupled with 50Hz VHS Motor. Pressure Gauge, Air Release Valve and Casing Relief Valve are included. | 23254.6305 | 85460.767
LIFECO-UK | 126064200903 | 088001200068 | LIFECO-UK-UL Listed Vertical Turbine Pump (LFP 450-30 VT-2900RPM) 450 GPM @ 10 Bar, Coupled with 50Hz VHS Motor. Pressure Gauge, Air Release Valve and Casing Relief Valve are included. | 23557.6199 | 86574.2532
LIFECO-UK | 126064200904 | 088001200068 | LIFECO-UK-UL Listed Vertical Turbine Pump (LFP 450-30 VT-2900RPM) 450 GPM @ 11 to 13 Bar, Coupled with 50Hz VHS Motor. Pressure Gauge, Air Release Valve and Casing Relief Valve are included. | 24729.8914 | 90882.3509
LIFECO-UK | 126064200446 | 088001200070 | LIFECO-UK-UL Listed Vertical Turbine Pump (LFP 450-30 VT-2980RPM) 450 GPM @ 14 Bar, Coupled with 50Hz ODP Electric Motor and Gear Drive. Pressure Gauge, Air Release Valve and Casing Relief Valve are included. | 29770.0483 | 109404.9274
LIFECO-UK | 126064200447 | 088001200070 | LIFECO-UK-UL Listed Vertical Turbine Pump (LFP 450-30 VT-2900RPM) 450 GPM @ 15 to 16 Bar, Coupled with 50Hz ODP Electric Motor and Gear Drive. Pressure Gauge, Air Release Valve and Casing Relief Valve are included. | 30761.4419 | 113048.2991
LIFECO-UK | 126064200448 | 088001200038 | LIFECO-UK-UL Listed Vertical Turbine Pump (LFP 450-30 VT-2980RPM) 450 GPM @ 17 Bar, Coupled with 50Hz ODP Electric Motor and Gear Drive. Pressure Gauge, Air Release Valve and Casing Relief Valve are included. | 33723.4118 | 123933.5382
LIFECO-UK | 126064200449 | 088001200038 | LIFECO-UK-UL Listed Vertical Turbine Pump (LFP 450-30 VT-2900RPM) 450 GPM @ 18 to 19 Bar, Coupled with 50Hz ODP Electric Motor and Gear Drive. Pressure Gauge, Air Release Valve and Casing Relief Valve are included. | 35311.6259 | 129770.2253
LIFECO-UK | 126064200450 | 088001200039 | LIFECO-UK-UL Listed Vertical Turbine Pump (LFP 450-30 VT-2980RPM) 450 GPM @ 20 Bar, Coupled with 50Hz ODP Electric Motor and Gear Drive. Pressure Gauge, Air Release Valve and Casing Relief Valve are included. | 40576.1629 | 149117.3986
LIFECO-UK | 126064200905 | 088001200067 | LIFECO-UK-UL Listed Vertical Turbine Pump (LFP 500-30 VT-2900RPM) 500 GPM @ 6 Bar, Coupled with 50Hz VHS Motor. Pressure Gauge, Air Release Valve and Casing Relief Valve are included. | 19675.2338 | 72306.4842
LIFECO-UK | 126064200906 | 088001200080 | LIFECO-UK-UL Listed Vertical Turbine Pump (LFP 500-30 VT-2900RPM) 500 GPM @ 7 Bar, Coupled with 50Hz VHS Motor. Pressure Gauge, Air Release Valve and Casing Relief Valve are included. | 21638.9412 | 79523.1088
LIFECO-UK | 126064200907 | 088001200079 | LIFECO-UK-UL Listed Vertical Turbine Pump (LFP 500-30 VT-2900RPM) 500 GPM @ 8 to 9 Bar, Coupled with 50Hz VHS Motor. Pressure Gauge, Air Release Valve and Casing Relief Valve are included. | 23254.6305 | 85460.767
LIFECO-UK | 126064200908 | 088001200068 | LIFECO-UK-UL Listed Vertical Turbine Pump (LFP 500-30 VT-2980RPM) 500 GPM @ 10 Bar, Coupled with 50Hz VHS Motor. Pressure Gauge, Air Release Valve and Casing Relief Valve are included. | 23557.6199 | 86574.2532
LIFECO-UK | 126064200909 | 088001200068 | LIFECO-UK-UL Listed Vertical Turbine Pump (LFP 500-30 VT-2900RPM) 500 GPM @ 11 to 12 Bar, Coupled with 50Hz VHS Motor. Pressure Gauge, Air Release Valve and Casing Relief Valve are included. | 24729.8914 | 90882.3509
LIFECO-UK | 126064200456 | 088001200070 | LIFECO-UK-UL Listed Vertical Turbine Pump (LFP 500-30 VT-2900RPM) 500 GPM @ 13 Bar, Coupled with 50Hz ODP Electric Motor and Gear Drive. Pressure Gauge, Air Release Valve and Casing Relief Valve are included. | 29770.0483 | 109404.9274
LIFECO-UK | 126064200457 | 088001200070 | LIFECO-UK-UL Listed Vertical Turbine Pump (LFP 500-30 VT-2900RPM) 500 GPM @ 14 Bar, Coupled with 50Hz ODP Electric Motor and Gear Drive. Pressure Gauge, Air Release Valve and Casing Relief Valve are included. | 30761.4419 | 113048.2991
LIFECO-UK | 126064200458 | 088001200070 | LIFECO-UK-UL Listed Vertical Turbine Pump (LFP 500-30 VT-2900RPM) 500 GPM @ 15 Bar, Coupled with 50Hz ODP Electric Motor and Gear Drive. Pressure Gauge, Air Release Valve and Casing Relief Valve are included. | 30761.4419 | 113048.2991
LIFECO-UK | 126064200459 | 088001200038 | LIFECO-UK-UL Listed Vertical Turbine Pump (LFP 500-30 VT-2900RPM) 500 GPM @ 16 Bar, Coupled with 50Hz ODP Electric Motor and Gear Drive. Pressure Gauge, Air Release Valve and Casing Relief Valve are included. | 33723.4118 | 123933.5382
LIFECO-UK | 126064200460 | 088001200038 | LIFECO-UK-UL Listed Vertical Turbine Pump (LFP 500-30 VT-2980RPM) 500 GPM @ 17 Bar, Coupled with 50Hz ODP Electric Motor and Gear Drive. Pressure Gauge, Air Release Valve and Casing Relief Valve are included. | 33723.4118 | 123933.5382
LIFECO-UK | 126064200461 | 088001200038 | LIFECO-UK-UL Listed Vertical Turbine Pump (LFP 500-30 VT-2900RPM) 500 GPM @ 18 Bar, Coupled with 50Hz ODP Electric Motor and Gear Drive. Pressure Gauge, Air Release Valve and Casing Relief Valve are included. | 35311.6259 | 129770.2253
LIFECO-UK | 126064200462 | 088001200039 | LIFECO-UK-UL Listed Vertical Turbine Pump (LFP 500-30 VT-2980RPM) 500 GPM @ 19 to 20 Bar, Coupled with 50Hz ODP Electric Motor and Gear Drive. Pressure Gauge, Air Release Valve and Casing Relief Valve are included. | 40576.1629 | 149117.3986
LIFECO-UK | 126064200910 | 088001200080 | LIFECO-UK-UL Listed Vertical Turbine Pump (LFP 750-30 VT-3000RPM) 750 GPM @ 6 Bar, Coupled with 50Hz VHS Motor. Pressure Gauge, Air Release Valve and Casing Relief Valve are included. | 20346.8477 | 74774.6652
LIFECO-UK | 126064200911 | 088001200079 | LIFECO-UK-UL Listed Vertical Turbine Pump (LFP 750-30 VT-2900RPM) 750 GPM @ 7.44 Bar, Coupled with 50Hz VHS Motor. Pressure Gauge, Air Release Valve and Casing Relief Valve are included. | 23254.6305 | 85460.767
LIFECO-UK | 126064200912 | 088001200079 | LIFECO-UK-UL Listed Vertical Turbine Pump (LFP 750-30 VT-2900RPM) 750 GPM @ 8 Bar, Coupled with 50Hz VHS Motor. Pressure Gauge, Air Release Valve and Casing Relief Valve are included. | 23254.6305 | 85460.767
LIFECO-UK | 126064200913 | 088001200068 | LIFECO-UK-UL Listed Vertical Turbine Pump (LFP 750-30 VT-3000RPM) 750 GPM @ 8.96 Bar, Coupled with 50Hz VHS Motor. Pressure Gauge, Air Release Valve and Casing Relief Valve are included. | 23557.6199 | 86574.2532
LIFECO-UK | 126064200467 | 088001200070 | LIFECO-UK-UL Listed Vertical Turbine Pump (LFP 750-30 VT-2900RPM) 750 GPM @ 10 Bar, Coupled with 50Hz ODP Electric Motor and Gear Drive. Pressure Gauge, Air Release Valve and Casing Relief Valve are included. | 29770.0483 | 109404.9274
LIFECO-UK | 126064200468 | 088001200070 | LIFECO-UK-UL Listed Vertical Turbine Pump (LFP 750-30 VT-2950RPM) 750 GPM @ 11 Bar, Coupled with 50Hz ODP Electric Motor and Gear Drive. Pressure Gauge, Air Release Valve and Casing Relief Valve are included. | 29770.0483 | 109404.9274
LIFECO-UK | 126064200914 | 088001200070 | LIFECO-UK-UL Listed Vertical Turbine Pump (LFP 750-30 VT-3000RPM) 750 GPM @ 11.93 Bar, Coupled with 50Hz ODP Electric Motor and Gear Drive. Pressure Gauge, Air Release Valve and Casing Relief Valve are included. | 29770.0483 | 109404.9274
LIFECO-UK | 126064200469 | 088001200070 | LIFECO-UK-UL Listed Vertical Turbine Pump (LFP 750-30 VT-2900RPM) 750 GPM @ 12.41 Bar, Coupled with 50Hz ODP Electric Motor and Gear Drive. Pressure Gauge, Air Release Valve and Casing Relief Valve are included. | 30761.4419 | 113048.2991
LIFECO-UK | 126064200470 | 088001200070 | LIFECO-UK-UL Listed Vertical Turbine Pump (LFP 750-30 VT-2900RPM) 750 GPM @ 13 Bar, Coupled with 50Hz ODP Electric Motor and Gear Drive. Pressure Gauge, Air Release Valve and Casing Relief Valve are included. | 30761.4419 | 113048.2991
LIFECO-UK | 126064200471 | 088001200070 | LIFECO-UK-UL Listed Vertical Turbine Pump (LFP 750-30 VT-2950RPM) 750 GPM @ 14 Bar, Coupled with 50Hz ODP Electric Motor and Gear Drive. Pressure Gauge, Air Release Valve and Casing Relief Valve are included. | 30761.4419 | 113048.2991
LIFECO-UK | 126064200472 | 088001200070 | LIFECO-UK-UL Listed Vertical Turbine Pump (LFP 750-30 VT-2900RPM) 750 GPM @ 15 Bar, Coupled with 50Hz ODP Electric Motor and Gear Drive. Pressure Gauge, Air Release Valve and Casing Relief Valve are included. | 32721.3333 | 120250.9
LIFECO-UK | 126064200473 | 088001200070 | LIFECO-UK-UL Listed Vertical Turbine Pump (LFP 750-30 VT-2900RPM) 750 GPM @ 16 Bar, Coupled with 50Hz ODP Electric Motor and Gear Drive. Pressure Gauge, Air Release Valve and Casing Relief Valve are included. | 32721.3333 | 120250.9
LIFECO-UK | 126064200474 | 088001200039 | LIFECO-UK-UL Listed Vertical Turbine Pump (LFP 750-30 VT-2950RPM) 750 GPM @ 17 Bar, Coupled with 50Hz ODP Electric Motor and Gear Drive. Pressure Gauge, Air Release Valve and Casing Relief Valve are included. | 40576.1629 | 149117.3986

## UL Diesel VTP 30VT
UL Diesel VTP 30VT
Item of | Item Code | Control Panel Item Code | Standard Diesel Tank Item Code | Description | LIFECO-UK GP (USD) | LIFECO-UK GP (AED)
LIFECO-UK | 126064200475 | 088001200060 | 074003200263 | LIFECO-UK-UL Listed Vertical Turbine Pump (LFP 200-30 VT-2900RPM) 200 GPM @ 6 Bar, Coupled with Diesel Engine and Gear Drive. Pressure Gauge & Air Release Valve are included. | 30207.3605 | 111012.0498
LIFECO-UK | 126064200476 | 088001200060 | 074003200263 | LIFECO-UK-UL Listed Vertical Turbine Pump (LFP 200-30 VT-2900RPM) 200 GPM @ 7 Bar, Coupled with Diesel Engine and Gear Drive. Pressure Gauge & Air Release Valve are included. | 30207.3605 | 111012.0498
LIFECO-UK | 126064200477 | 088001200060 | 074003200263 | LIFECO-UK-UL Listed Vertical Turbine Pump (LFP 200-30 VT-3000RPM) 200 GPM @ 8 Bar, Coupled with Diesel Engine and Gear Drive. Pressure Gauge & Air Release Valve are included. | 30283.6802 | 111292.5249
LIFECO-UK | 126064200478 | 088001200060 | 074003200263 | LIFECO-UK-UL Listed Vertical Turbine Pump (LFP 200-30 VT-2900RPM) 200 GPM @ 9 to 10 Bar, Coupled with Diesel Engine and Gear Drive. Pressure Gauge & Air Release Valve are included. | 33316.6275 | 122438.6059
LIFECO-UK | 126064200479 | 088001200063 | 074003200263 | LIFECO-UK-UL Listed Vertical Turbine Pump (LFP 200-30 VT-2900RPM) 200 GPM @ 11 Bar, Coupled with Diesel Engine and Gear Drive. Pressure Gauge & Air Release Valve are included. | 35320.7843 | 129803.8824
LIFECO-UK | 126064200916 | 088001200063 | 074003200315 | LIFECO-UK-UL Listed Vertical Turbine Pump (LFP 200-30 VT-3000RPM) 200 GPM @ 12 Bar, Coupled with Diesel Engine and Gear Drive. Pressure Gauge & Air Release Valve are included. | 36133.5897 | 132790.9423
LIFECO-UK | 126064200480 | 088001200063 | 074003200315 | LIFECO-UK-UL Listed Vertical Turbine Pump (LFP 200-30 VT-2900RPM) 200 GPM @ 13 to 14 Bar, Coupled with Diesel Engine and Gear Drive. Pressure Gauge & Air Release Valve are included. | 37271.5173 | 136972.8262
LIFECO-UK | 126064200481 | 088001200063 | 074003200315 | LIFECO-UK-UL Listed Vertical Turbine Pump (LFP 200-30 VT-2900RPM) 200 GPM @ 15 Bar, Coupled with Diesel Engine and Gear Drive. Pressure Gauge & Air Release Valve are included. | 37293.6501 | 137054.164
LIFECO-UK | 126064200482 | 088001200063 | 074003200315 | LIFECO-UK-UL Listed Vertical Turbine Pump (LFP 200-30 VT-3000RPM) 200 GPM @ 16 Bar, Coupled with FM approved Diesel Engine and Gear Drive. Pressure Gauge & Air Release Valve are included. | 39964.8416 | 146870.793
LIFECO-UK | 126064200483 | 088001200063 | 074003200315 | LIFECO-UK-UL Listed Vertical Turbine Pump (LFP 200-30 VT-2900RPM) 200 GPM @ 17 Bar, Coupled with FM approved Diesel Engine and Gear Drive. Pressure Gauge & Air Release Valve are included. | 40851.6772 | 150129.9138
LIFECO-UK | 126064200484 | 088001200063 | 074003200315 | LIFECO-UK-UL Listed Vertical Turbine Pump (LFP 200-30 VT-2900RPM) 200 GPM @ 18 Bar, Coupled with FM approved Diesel Engine and Gear Drive. Pressure Gauge & Air Release Valve are included. | 40851.6772 | 150129.9138
LIFECO-UK | 126064200485 | 088001200063 | 074003200314 | LIFECO-UK-UL Listed Vertical Turbine Pump (LFP 200-30 VT-2980RPM) 200 GPM @ 19 Bar, Coupled with FM approved Diesel Engine and Gear Drive. Pressure Gauge & Air Release Valve are included. | 43948.733 | 161511.5939
LIFECO-UK | 126064200486 | 088001200063 | 074003200314 | LIFECO-UK-UL Listed Vertical Turbine Pump (LFP 200-30 VT-2900RPM) 200 GPM @ 20 Bar, Coupled with Diesel Engine and Gear Drive. Pressure Gauge & Air Release Valve are included. | 45536.9472 | 167348.281
LIFECO-UK | 126064200487 | 088001200060 | 074003200263 | LIFECO-UK-UL Listed Vertical Turbine Pump (LFP 250-30 VT-2900RPM) 250 GPM @ 6 Bar, Coupled with Diesel Engine and Gear Drive. Pressure Gauge & Air Release Valve are included. | 30207.3605 | 111012.0498
LIFECO-UK | 126064200488 | 088001200060 | 074003200263 | LIFECO-UK-UL Listed Vertical Turbine Pump (LFP 250-30 VT-2900RPM) 250 GPM @ 7 Bar, Coupled with Diesel Engine and Gear Drive. Pressure Gauge & Air Release Valve are included. | 30207.3605 | 111012.0498
LIFECO-UK | 126064200489 | 088001200060 | 074003200263 | LIFECO-UK-UL Listed Vertical Turbine Pump (LFP 250-30 VT-2900RPM) 250 GPM @ 8 Bar, Coupled with Diesel Engine and Gear Drive. Pressure Gauge & Air Release Valve are included. | 32193.9638 | 118312.817
LIFECO-UK | 126064200490 | 088001200060 | 074003200263 | LIFECO-UK-UL Listed Vertical Turbine Pump (LFP 250-30 VT-2900RPM) 250 GPM @ 9 Bar, Coupled with Diesel Engine and Gear Drive. Pressure Gauge & Air Release Valve are included. | 33316.6275 | 122438.6059
LIFECO-UK | 126064200491 | 088001200060 | 074003200263 | LIFECO-UK-UL Listed Vertical Turbine Pump (LFP 250-30 VT-2900RPM) 250 GPM @ 10 Bar, Coupled with Diesel Engine and Gear Drive. Pressure Gauge & Air Release Valve are included. | 33316.6275 | 122438.6059
LIFECO-UK | 126064200917 | 088001200063 | 074003200315 | LIFECO-UK-UL Listed Vertical Turbine Pump (LFP 250-30 VT-3000RPM) 250 GPM @ 11 Bar, Coupled with Diesel Engine and Gear Drive. Pressure Gauge & Air Release Valve are included. | 36133.5897 | 132790.9423
LIFECO-UK | 126064200492 | 088001200063 | 074003200315 | LIFECO-UK-UL Listed Vertical Turbine Pump (LFP 250-30 VT-2900RPM) 250 GPM @ 12 to 14 Bar, Coupled with Diesel Engine and Gear Drive. Pressure Gauge & Air Release Valve are included. | 37271.5173 | 136972.8262
LIFECO-UK | 126064200493 | 088001200063 | 074003200315 | LIFECO-UK-UL Listed Vertical Turbine Pump (LFP 250-30 VT-3000RPM) 250 GPM @ 15 Bar, Coupled with Diesel Engine and Gear Drive. Pressure Gauge & Air Release Valve are included. | 39964.8416 | 146870.793
LIFECO-UK | 126064200494 | 088001200063 | 074003200315 | LIFECO-UK-UL Listed Vertical Turbine Pump (LFP 250-30 VT-2900RPM) 250 GPM @ 16 Bar, Coupled with FM approved Diesel Engine and Gear Drive. Pressure Gauge & Air Release Valve are included. | 40775.3575 | 149849.4387
LIFECO-UK | 126064200495 | 088001200063 | 074003200315 | LIFECO-UK-UL Listed Vertical Turbine Pump (LFP 250-30 VT-2900RPM) 250 GPM @ 17 Bar, Coupled with FM approved Diesel Engine and Gear Drive. Pressure Gauge & Air Release Valve are included. | 40851.6772 | 150129.9138
LIFECO-UK | 126064200496 | 088001200063 | 074003200314 | LIFECO-UK-UL Listed Vertical Turbine Pump (LFP 250-30 VT-2900RPM) 250 GPM @ 18 Bar, Coupled with FM approved Diesel Engine and Gear Drive. Pressure Gauge & Air Release Valve are included. | 43948.733 | 161511.5939
LIFECO-UK | 126064200497 | 088001200063 | 074003200314 | LIFECO-UK-UL Listed Vertical Turbine Pump (LFP 250-30 VT-3000RPM) 250 GPM @ 19 Bar, Coupled with Diesel Engine and Gear Drive. Pressure Gauge & Air Release Valve are included. | 43948.733 | 161511.5939
LIFECO-UK | 126064200918 | 088001200063 | 074003200314 | LIFECO-UK-UL Listed Vertical Turbine Pump (LFP 250-30 VT-2900RPM) 250 GPM @ 20 Bar, Coupled with Diesel Engine and Gear Drive. Pressure Gauge & Air Release Valve are included. | 45536.9472 | 167348.281
LIFECO-UK | 126064200498 | 088001200060 | 074003200263 | LIFECO-UK-UL Listed Vertical Turbine Pump (LFP 300-30 VT-2900RPM) 300 GPM @ 6 Bar, Coupled with Diesel Engine and Gear Drive. Pressure Gauge & Air Release Valve are included. | 30207.3605 | 111012.0498
LIFECO-UK | 126064200499 | 088001200060 | 074003200263 | LIFECO-UK-UL Listed Vertical Turbine Pump (LFP 300-30 VT-2900RPM) 300 GPM @ 7 Bar, Coupled with Diesel Engine and Gear Drive. Pressure Gauge & Air Release Valve are included. | 30207.3605 | 111012.0498
LIFECO-UK | 126064200500 | 088001200060 | 074003200263 | LIFECO-UK-UL Listed Vertical Turbine Pump (LFP 300-30 VT-2900RPM) 300 GPM @ 8 Bar, Coupled with Diesel Engine and Gear Drive. Pressure Gauge & Air Release Valve are included. | 32270.2836 | 118593.2921
LIFECO-UK | 126064200501 | 088001200060 | 074003200263 | LIFECO-UK-UL Listed Vertical Turbine Pump (LFP 300-30 VT-2900RPM) 300 GPM @ 9 to 10 Bar, Coupled with Diesel Engine and Gear Drive. Pressure Gauge & Air Release Valve are included. | 33316.6275 | 122438.6059
LIFECO-UK | 126064200919 | 088001200063 | 074003200315 | LIFECO-UK-UL Listed Vertical Turbine Pump (LFP 300-30 VT-3000RPM) 300 GPM @ 11 Bar, Coupled with Diesel Engine and Gear Drive. Pressure Gauge & Air Release Valve are included. | 36133.5897 | 132790.9423
LIFECO-UK | 126064200502 | 088001200063 | 074003200315 | LIFECO-UK-UL Listed Vertical Turbine Pump (LFP 300-30 VT-2900RPM) 300 GPM @ 12 to 13 Bar, Coupled with Diesel Engine and Gear Drive. Pressure Gauge & Air Release Valve are included. | 37271.5173 | 136972.8262
LIFECO-UK | 126064200503 | 088001200063 | 074003200315 | LIFECO-UK-UL Listed Vertical Turbine Pump (LFP 300-30 VT-2900RPM) 300 GPM @ 14 Bar, Coupled with Diesel Engine and Gear Drive. Pressure Gauge & Air Release Valve are included. | 37293.6501 | 137054.164
LIFECO-UK | 126064200504 | 088001200063 | 074003200315 | LIFECO-UK-UL Listed Vertical Turbine Pump (LFP 300-30 VT-3000RPM) 300 GPM @ 15 Bar, Coupled with FM approved Diesel Engine and Gear Drive. Pressure Gauge & Air Release Valve are included. | 39964.8416 | 146870.793
LIFECO-UK | 126064200505 | 088001200063 | 074003200315 | LIFECO-UK-UL Listed Vertical Turbine Pump (LFP 300-30 VT-2900RPM) 300 GPM @ 16 Bar, Coupled with Diesel Engine and Gear Drive. Pressure Gauge & Air Release Valve are included. | 40775.3575 | 149849.4387
LIFECO-UK | 126064200506 | 088001200063 | 074003200315 | LIFECO-UK-UL Listed Vertical Turbine Pump (LFP 300-30 VT-2900RPM) 300 GPM @ 17 Bar, Coupled with Diesel Engine and Gear Drive. Pressure Gauge & Air Release Valve are included. | 41538.5551 | 152654.1898
LIFECO-UK | 126064200920 | 088001200063 | 074003200314 | LIFECO-UK-UL Listed Vertical Turbine Pump (LFP 300-30 VT-2900RPM) 300 GPM @ 18 Bar, Coupled with FM Approved Diesel Engine and Gear Drive. Pressure Gauge & Air Release Valve are included. | 43948.733 | 161511.5939
LIFECO-UK | 126064200507 | 088001200063 | 074003200314 | LIFECO-UK-UL Listed Vertical Turbine Pump (LFP 300-30 VT-3000RPM) 300 GPM @ 19 Bar, Coupled with Diesel Engine and Gear Drive. Pressure Gauge & Air Release Valve are included. | 43948.733 | 161511.5939
LIFECO-UK | 126064200508 | 088001200063 | 074003200314 | LIFECO-UK-UL Listed Vertical Turbine Pump (LFP 300-30 VT-2900RPM) 300 GPM @ 20 Bar, Coupled with Diesel Engine and Gear Drive. Pressure Gauge & Air Release Valve are included. | 52482.0452 | 192871.5163
LIFECO-UK | 126064200509 | 088001200060 | 074003200263 | LIFECO-UK-UL Listed Vertical Turbine Pump (LFP 400-30 VT-2900RPM) 400 GPM @ 6 Bar, Coupled with Diesel Engine and Gear Drive. Pressure Gauge & Air Release Valve are included. | 30207.3605 | 111012.0498
LIFECO-UK | 126064200510 | 088001200060 | 074003200263 | LIFECO-UK-UL Listed Vertical Turbine Pump (LFP 400-30 VT-3000RPM) 400 GPM @ 7 Bar, Coupled with Diesel Engine and Gear Drive. Pressure Gauge & Air Release Valve are included. | 30283.6802 | 111292.5249
LIFECO-UK | 126064200511 | 088001200060 | 074003200263 | LIFECO-UK-UL Listed Vertical Turbine Pump (LFP 400-30 VT-2900RPM) 400 GPM @ 8 to 9 Bar, Coupled with Diesel Engine and Gear Drive. Pressure Gauge & Air Release Valve are included. | 33316.6275 | 122438.6059
LIFECO-UK | 126064200512 | 088001200063 | 074003200263 | LIFECO-UK-UL Listed Vertical Turbine Pump (LFP 400-30 VT-2900RPM) 400 GPM @ 10 Bar, Coupled with Diesel Engine and Gear Drive. Pressure Gauge & Air Release Valve are included. | 35320.7843 | 129803.8824
LIFECO-UK | 126064200513 | 088001200063 | 074003200315 | LIFECO-UK-UL Listed Vertical Turbine Pump (LFP 400-30 VT-2900RPM) 400 GPM @ 11 to 13 Bar, Coupled with Diesel Engine and Gear Drive. Pressure Gauge & Air Release Valve are included. | 37271.5173 | 136972.8262
LIFECO-UK | 126064200514 | 088001200063 | 074003200315 | LIFECO-UK-UL Listed Vertical Turbine Pump (LFP 400-30 VT-3000RPM) 400 GPM @ 14 Bar, Coupled with Diesel Engine and Gear Drive. Pressure Gauge & Air Release Valve are included. | 39964.8416 | 146870.793
LIFECO-UK | 126064200515 | 088001200063 | 074003200315 | LIFECO-UK-UL Listed Vertical Turbine Pump (LFP 400-30 VT-2900RPM) 400 GPM @ 15 Bar, Coupled with FM approved Diesel Engine and Gear Drive. Pressure Gauge & Air Release Valve are included. | 40775.3575 | 149849.4387
LIFECO-UK | 126064200516 | 088001200063 | 074003200315 | LIFECO-UK-UL Listed Vertical Turbine Pump (LFP 400-30 VT-2900RPM) 400 GPM @ 16 Bar, Coupled with FM approved Diesel Engine and Gear Drive. Pressure Gauge & Air Release Valve are included. | 40851.6772 | 150129.9138
LIFECO-UK | 126064200517 | 088001200063 | 074003200314 | LIFECO-UK-UL Listed Vertical Turbine Pump (LFP 400-30 VT-2900RPM) 400 GPM @ 17 Bar, Coupled with FM approved Diesel Engine and Gear Drive. Pressure Gauge & Air Release Valve are included. | 43948.733 | 161511.5939
LIFECO-UK | 126064200518 | 088001200063 | 074003200314 | LIFECO-UK-UL Listed Vertical Turbine Pump (LFP 400-30 VT-3000RPM) 400 GPM @ 18 Bar, Coupled with Diesel Engine and Gear Drive. Pressure Gauge & Air Release Valve are included. | 43948.733 | 161511.5939
LIFECO-UK | 126064200519 | 088001200063 | 074003200314 | LIFECO-UK-UL Listed Vertical Turbine Pump (LFP 400-30 VT-2900RPM) 400 GPM @ 19 Bar, Coupled with Diesel Engine and Gear Drive. Pressure Gauge & Air Release Valve are included. | 52482.0452 | 192871.5163
LIFECO-UK | 126064200520 | 088001200063 | 074003200314 | LIFECO-UK-UL Listed Vertical Turbine Pump (LFP 400-30 VT-3000RPM) 400 GPM @ 20 Bar, Coupled with FM approved Diesel Engine and Gear Drive. Pressure Gauge & Air Release Valve are included. | 52558.365 | 193151.9914
LIFECO-UK | 126064200521 | 088001200060 | 074003200263 | LIFECO-UK-UL Listed Vertical Turbine Pump (LFP 450-30 VT-2900RPM) 450 GPM @ 6 Bar, Coupled with Diesel Engine and Gear Drive. Pressure Gauge & Air Release Valve are included. | 30207.3605 | 111012.0498
LIFECO-UK | 126064200522 | 088001200060 | 074003200263 | LIFECO-UK-UL Listed Vertical Turbine Pump (LFP 450-30 VT-3000RPM) 450 GPM @ 7 Bar, Coupled with Diesel Engine and Gear Drive. Pressure Gauge & Air Release Valve are included. | 30283.6802 | 111292.5249
LIFECO-UK | 126064200523 | 088001200060 | 074003200263 | LIFECO-UK-UL Listed Vertical Turbine Pump (LFP 450-30 VT-2900RPM) 450 GPM @ 8 Bar, Coupled with Diesel Engine and Gear Drive. Pressure Gauge & Air Release Valve are included. | 33316.6275 | 122438.6059
LIFECO-UK | 126064200524 | 088001200060 | 074003200263 | LIFECO-UK-UL Listed Vertical Turbine Pump (LFP 450-30 VT-2900RPM) 450 GPM @ 9 Bar, Coupled with Diesel Engine and Gear Drive. Pressure Gauge & Air Release Valve are included. | 33316.6275 | 122438.6059
LIFECO-UK | 126064200525 | 088001200063 | 074003200315 | LIFECO-UK-UL Listed Vertical Turbine Pump (LFP 450-30 VT-2900RPM) 450 GPM @ 10 Bar, Coupled with Diesel Engine and Gear Drive. Pressure Gauge & Air Release Valve are included. | 36133.5897 | 132790.9423
LIFECO-UK | 126064200526 | 088001200063 | 074003200315 | LIFECO-UK-UL Listed Vertical Turbine Pump (LFP 450-30 VT-2900RPM) 450 GPM @ 11 to 13 Bar, Coupled with Diesel Engine and Gear Drive. Pressure Gauge & Air Release Valve are included. | 37271.5173 | 136972.8262
LIFECO-UK | 126064200527 | 088001200063 | 074003200315 | LIFECO-UK-UL Listed Vertical Turbine Pump (LFP 450-30 VT-3000RPM) 450 GPM @ 14 Bar, Coupled with FM approved Diesel Engine and Gear Drive. Pressure Gauge & Air Release Valve are included. | 39964.8416 | 146870.793
LIFECO-UK | 126064200528 | 088001200063 | 074003200315 | LIFECO-UK-UL Listed Vertical Turbine Pump (LFP 450-30 VT-2900RPM) 450 GPM @ 15 Bar, Coupled with FM approved Diesel Engine and Gear Drive. Pressure Gauge & Air Release Valve are included. | 40851.6772 | 150129.9138
LIFECO-UK | 126064200921 | 088001200063 | 074003200314 | LIFECO-UK-UL Listed Vertical Turbine Pump (LFP 450-30 VT-2900RPM) 450 GPM @ 16 Bar, Coupled with FM approved Diesel Engine and Gear Drive. Pressure Gauge & Air Release Valve are included. | 43948.733 | 161511.5939
LIFECO-UK | 126064200529 | 088001200063 | 074003200314 | LIFECO-UK-UL Listed Vertical Turbine Pump (LFP 450-30 VT-3000RPM) 450 GPM @ 17 Bar, Coupled with Diesel Engine and Gear Drive. Pressure Gauge & Air Release Valve are included. | 43948.733 | 161511.5939
LIFECO-UK | 126064200530 | 088001200063 | 074003200314 | LIFECO-UK-UL Listed Vertical Turbine Pump (LFP 450-30 VT-2900RPM) 450 GPM @ 18 Bar, Coupled with Diesel Engine and Gear Drive. Pressure Gauge & Air Release Valve are included. | 45536.9472 | 167348.281
LIFECO-UK | 126064200922 | 088001200063 | 074003200314 | LIFECO-UK-UL Listed Vertical Turbine Pump (LFP 450-30 VT-2900RPM) 450 GPM @ 19 Bar, Coupled with Diesel Engine and Gear Drive. Pressure Gauge & Air Release Valve are included. | 52482.0452 | 192871.5163
LIFECO-UK | 126064200531 | 088001200063 | 074003200314 | LIFECO-UK-UL Listed Vertical Turbine Pump (LFP 450-30 VT-3000RPM) 450 GPM @ 20 Bar, Coupled with FM approved Diesel Engine and Gear Drive. Pressure Gauge & Air Release Valve are included. | 52558.365 | 193151.9914
LIFECO-UK | 126064200532 | 088001200060 | 074003200263 | LIFECO-UK-UL Listed Vertical Turbine Pump (LFP 500-30 VT-2900RPM) 500 GPM @ 6 Bar, Coupled with Diesel Engine and Gear Drive. Pressure Gauge & Air Release Valve are included. | 30207.3605 | 111012.0498
LIFECO-UK | 126064200533 | 088001200060 | 074003200263 | LIFECO-UK-UL Listed Vertical Turbine Pump (LFP 500-30 VT-3000RPM) 500 GPM @ 7 Bar, Coupled with Diesel Engine and Gear Drive. Pressure Gauge & Air Release Valve are included. | 32142.0664 | 118122.0939
LIFECO-UK | 126064200534 | 088001200060 | 074003200263 | LIFECO-UK-UL Listed Vertical Turbine Pump (LFP 500-30 VT-2900RPM) 500 GPM @ 8 to 9 Bar, Coupled with Diesel Engine and Gear Drive. Pressure Gauge & Air Release Valve are included. | 33316.6275 | 122438.6059
LIFECO-UK | 126064200535 | 088001200063 | 074003200315 | LIFECO-UK-UL Listed Vertical Turbine Pump (LFP 500-30 VT-3000RPM) 500 GPM @ 10 Bar, Coupled with Diesel Engine and Gear Drive. Pressure Gauge & Air Release Valve are included. | 36133.5897 | 132790.9423
LIFECO-UK | 126064200536 | 088001200063 | 074003200315 | LIFECO-UK-UL Listed Vertical Turbine Pump (LFP 500-30 VT-2900RPM) 500 GPM @ 11 to 12 Bar, Coupled with Diesel Engine and Gear Drive. Pressure Gauge & Air Release Valve are included. | 37271.5173 | 136972.8262
LIFECO-UK | 126064200537 | 088001200063 | 074003200315 | LIFECO-UK-UL Listed Vertical Turbine Pump (LFP 500-30 VT-2900RPM) 500 GPM @ 13 Bar, Coupled with Diesel Engine and Gear Drive. Pressure Gauge & Air Release Valve are included. | 37293.6501 | 137054.164
LIFECO-UK | 126064200538 | 088001200063 | 074003200315 | LIFECO-UK-UL Listed Vertical Turbine Pump (LFP 500-30 VT-3000RPM) 500 GPM @ 14 Bar, Coupled with FM approved Diesel Engine and Gear Drive. Pressure Gauge & Air Release Valve are included. | 39964.8416 | 146870.793
LIFECO-UK | 126064200539 | 088001200063 | 074003200315 | LIFECO-UK-UL Listed Vertical Turbine Pump (LFP 500-30 VT-2900RPM) 500 GPM @ 15 Bar, Coupled with FM approved Diesel Engine and Gear Drive. Pressure Gauge & Air Release Valve are included. | 40851.6772 | 150129.9138
LIFECO-UK | 126064200540 | 088001200063 | 074003200314 | LIFECO-UK-UL Listed Vertical Turbine Pump (LFP 500-30 VT-2900RPM) 500 GPM @ 16 Bar, Coupled with FM approved Diesel Engine and Gear Drive. Pressure Gauge & Air Release Valve are included. | 43948.733 | 161511.5939
LIFECO-UK | 126064200541 | 088001200063 | 074003200314 | LIFECO-UK-UL Listed Vertical Turbine Pump (LFP 500-30 VT-3000RPM) 500 GPM @ 17 Bar, Coupled with Diesel Engine and Gear Drive. Pressure Gauge & Air Release Valve are included. | 43948.733 | 161511.5939
LIFECO-UK | 126064200542 | 088001200063 | 074003200314 | LIFECO-UK-UL Listed Vertical Turbine Pump (LFP 500-30 VT-2900RPM) 500 GPM @ 18 Bar, Coupled with Diesel Engine and Gear Drive. Pressure Gauge & Air Release Valve are included. | 52482.0452 | 192871.5163
LIFECO-UK | 126064200543 | 088001200063 | 074003200314 | LIFECO-UK-UL Listed Vertical Turbine Pump (LFP 500-30 VT-3000RPM) 500 GPM @ 19 to 20 Bar, Coupled with FM approved Diesel Engine and Gear Drive. Pressure Gauge & Air Release Valve are included. | 52558.365 | 193151.9914
LIFECO-UK | 126064200544 | 088001200060 | 074003200263 | LIFECO-UK-UL Listed Vertical Turbine Pump (LFP 750-30 VT-3000RPM) 750 GPM @ 6 Bar, Coupled with FM approved Diesel Engine and Gear Drive. Pressure Gauge & Air Release Valve are included. | 30283.6802 | 111292.5249
LIFECO-UK | 126064200545 | 088001200063 | 074003200263 | LIFECO-UK-UL Listed Vertical Turbine Pump (LFP 750-30 VT-2900RPM) 750 GPM @ 7.44 Bar, Coupled with Diesel Engine and Gear Drive. Pressure Gauge & Air Release Valve are included. | 35320.7843 | 129803.8824
LIFECO-UK | 126064200546 | 088001200063 | 074003200263 | LIFECO-UK-UL Listed Vertical Turbine Pump (LFP 750-30 VT-2900RPM) 750 GPM @ 8 Bar, Coupled with Diesel Engine and Gear Drive. Pressure Gauge & Air Release Valve are included. | 35320.7843 | 129803.8824
LIFECO-UK | 126064200547 | 088001200063 | 074003200315 | LIFECO-UK-UL Listed Vertical Turbine Pump (LFP 750-30 VT-3000RPM) 750 GPM @ 8.96 Bar, Coupled with Diesel Engine and Gear Drive. Pressure Gauge & Air Release Valve are included. | 36133.5897 | 132790.9423
LIFECO-UK | 126064200548 | 088001200063 | 074003200315 | LIFECO-UK-UL Listed Vertical Turbine Pump (LFP 750-30 VT-2900RPM) 750 GPM @ 10 Bar, Coupled with Diesel Engine and Gear Drive. Pressure Gauge & Air Release Valve are included. | 39964.8416 | 146870.793
LIFECO-UK | 126064200549 | 088001200063 | 074003200315 | LIFECO-UK-UL Listed Vertical Turbine Pump (LFP 750-30 VT-2950RPM) 750 GPM @ 11 Bar, Coupled with FM approved Diesel Engine and Gear Drive. Pressure Gauge & Air Release Valve are included. | 39964.8416 | 146870.793
LIFECO-UK | 126064200923 | 088001200063 | 074003200315 | LIFECO-UK-UL Listed Vertical Turbine Pump (LFP 750-30 VT-3000RPM) 750 GPM @ 11.93 Bar, Coupled with FM approved Diesel Engine and Gear Drive. Pressure Gauge & Air Release Valve are included. | 39964.8416 | 146870.793
LIFECO-UK | 126064200550 | 088001200063 | 074003200315 | LIFECO-UK-UL Listed Vertical Turbine Pump (LFP 750-30 VT-2900RPM) 750 GPM @ 12.41 Bar, Coupled with FM approved Diesel Engine and Gear Drive. Pressure Gauge & Air Release Valve are included. | 40851.6772 | 150129.9138
LIFECO-UK | 126064200551 | 088001200063 | 074003200315 | LIFECO-UK-UL Listed Vertical Turbine Pump (LFP 750-30 VT-2900RPM) 750 GPM @ 13 Bar, Coupled with FM approved Diesel Engine and Gear Drive. Pressure Gauge & Air Release Valve are included. | 40851.6772 | 150129.9138
LIFECO-UK | 126064200552 | 088001200063 | 074003200315 | LIFECO-UK-UL Listed Vertical Turbine Pump (LFP 750-30 VT-2950RPM) 750 GPM @ 14 Bar, Coupled with FM approved Diesel Engine and Gear Drive. Pressure Gauge & Air Release Valve are included. | 40851.6772 | 150129.9138
LIFECO-UK | 126064200553 | 088001200063 | 074003200315 | LIFECO-UK-UL Listed Vertical Turbine Pump (LFP 750-30 VT-2900RPM) 750 GPM @ 15 Bar, Coupled with Diesel Engine and Gear Drive. Pressure Gauge & Air Release Valve are included. | 42440.6546 | 155969.4057
LIFECO-UK | 126064200554 | 088001200063 | 074003200315 | LIFECO-UK-UL Listed Vertical Turbine Pump (LFP 750-30 VT-2900RPM) 750 GPM @ 16 Bar, Coupled with Diesel Engine and Gear Drive. Pressure Gauge & Air Release Valve are included. | 42440.6546 | 155969.4057
LIFECO-UK | 126064200555 | 088001200063 | 074003200315 | LIFECO-UK-UL Listed Vertical Turbine Pump (LFP 750-30 VT-2950RPM) 750 GPM @ 17 Bar, Coupled with FM approved Diesel Engine and Gear Drive. Pressure Gauge & Air Release Valve are included. | 52558.365 | 193151.9914

## UL Electric VTP 60Hz 30VT
UL Electric VTP 60Hz 30VT
Item of | Item Code | Electric Panel Item Code | Description | LIFECO-UK GP (USD) | LIFECO-UK GP (AED)
LIFECO-UK | 126064200556 | 107002200003 | LIFECO-UK-UL Listed Vertical Turbine Pump (LFP 200-30 VT-2900RPM) 200 GPM @ 6 Bar, Coupled with 60Hz ODP Electric Motor and Gear Drive. Pressure Gauge, Air Release Valve and Casing Relief Valve are included. | 23779.7104 | 87390.4357
LIFECO-UK | 126064200557 | 107002200003 | LIFECO-UK-UL Listed Vertical Turbine Pump (LFP 200-30 VT-2900RPM) 200 GPM @ 7 Bar, Coupled with 60Hz ODP Electric Motor and Gear Drive. Pressure Gauge, Air Release Valve and Casing Relief Valve are included. | 23779.7104 | 87390.4357
LIFECO-UK | 126064200558 | 088001200095 | LIFECO-UK-UL Listed Vertical Turbine Pump (LFP 200-30 VT-2900RPM) 200 GPM @ 8 Bar, Coupled with 60Hz ODP Electric Motor and Gear Drive. Pressure Gauge, Air Release Valve and Casing Relief Valve are included. | 25420.5852 | 93420.6507
LIFECO-UK | 126064200559 | 088001200094 | LIFECO-UK-UL Listed Vertical Turbine Pump (LFP 200-30 VT-2900RPM) 200 GPM @ 9 to 11 Bar, Coupled with 60Hz ODP Electric Motor and Gear Drive. Pressure Gauge, Air Release Valve and Casing Relief Valve are included. | 26263.1554 | 96517.0959
LIFECO-UK | 126064200560 | 088001200061 | LIFECO-UK-UL Listed Vertical Turbine Pump (LFP 200-30 VT-2900RPM) 200 GPM @ 12 to 13 Bar, Coupled with 60Hz ODP Electric Motor and Gear Drive. Pressure Gauge, Air Release Valve and Casing Relief Valve are included. | 28656.543 | 105312.7955
LIFECO-UK | 126064200561 | 088001200061 | LIFECO-UK-UL Listed Vertical Turbine Pump (LFP 200-30 VT-2900RPM) 200 GPM @ 14 Bar, Coupled with 60Hz ODP Electric Motor and Gear Drive. Pressure Gauge, Air Release Valve and Casing Relief Valve are included. | 28656.543 | 105312.7955
LIFECO-UK | 126064200562 | 088001200020 | LIFECO-UK-UL Listed Vertical Turbine Pump (LFP 200-30 VT-2900RPM) 200 GPM @ 15 Bar, Coupled with 60Hz ODP Electric Motor and Gear Drive. Pressure Gauge, Air Release Valve and Casing Relief Valve are included. | 29770.0483 | 109404.9274
LIFECO-UK | 126064200563 | 088001200020 | LIFECO-UK-UL Listed Vertical Turbine Pump (LFP 200-30 VT-2900RPM) 200 GPM @ 16 Bar, Coupled with 60Hz ODP Electric Motor and Gear Drive. Pressure Gauge, Air Release Valve and Casing Relief Valve are included. | 30761.4419 | 113048.2991
LIFECO-UK | 126064200564 | 088001200020 | LIFECO-UK-UL Listed Vertical Turbine Pump (LFP 200-30 VT-2900RPM) 200 GPM @ 17 Bar, Coupled with 60Hz ODP Electric Motor and Gear Drive. Pressure Gauge, Air Release Valve and Casing Relief Valve are included. | 30761.4419 | 113048.2991
LIFECO-UK | 126064200565 | 088001200020 | LIFECO-UK-UL Listed Vertical Turbine Pump (LFP 200-30 VT-2900RPM) 200 GPM @ 18 Bar, Coupled with 60Hz ODP Electric Motor and Gear Drive. Pressure Gauge, Air Release Valve and Casing Relief Valve are included. | 30761.4419 | 113048.2991
LIFECO-UK | 126064200566 | 088001200057 | LIFECO-UK-UL Listed Vertical Turbine Pump (LFP 200-30 VT-2980RPM) 200 GPM @ 19 Bar, Coupled with 60Hz ODP Electric Motor and Gear Drive. Pressure Gauge, Air Release Valve and Casing Relief Valve are included. | 33723.4118 | 123933.5382
LIFECO-UK | 126064200567 | 088001200057 | LIFECO-UK-UL Listed Vertical Turbine Pump (LFP 200-30 VT-2900RPM) 200 GPM @ 20 Bar, Coupled with 60Hz ODP Electric Motor and Gear Drive. Pressure Gauge, Air Release Valve and Casing Relief Valve are included. | 35311.6259 | 129770.2253
LIFECO-UK | 126064200568 | 107002200003 | LIFECO-UK-UL Listed Vertical Turbine Pump (LFP 250-30 VT-2900RPM) 250 GPM @ 6 Bar, Coupled with 60Hz ODP Electric Motor and Gear Drive. Pressure Gauge, Air Release Valve and Casing Relief Valve are included. | 23779.7104 | 87390.4357
LIFECO-UK | 126064200569 | 088001200095 | LIFECO-UK-UL Listed Vertical Turbine Pump (LFP 250-30 VT-2900RPM) 250 GPM @ 7 Bar, Coupled with 60Hz ODP Electric Motor and Gear Drive. Pressure Gauge, Air Release Valve and Casing Relief Valve are included. | 24128.4917 | 88672.207
LIFECO-UK | 126064200570 | 088001200095 | LIFECO-UK-UL Listed Vertical Turbine Pump (LFP 250-30 VT-2900RPM) 250 GPM @ 8 Bar, Coupled with 60Hz ODP Electric Motor and Gear Drive. Pressure Gauge, Air Release Valve and Casing Relief Valve are included. | 25420.5852 | 93420.6507
LIFECO-UK | 126064200571 | 088001200094 | LIFECO-UK-UL Listed Vertical Turbine Pump (LFP 250-30 VT-2900RPM) 250 GPM @ 9 Bar, Coupled with 60Hz ODP Electric Motor and Gear Drive. Pressure Gauge, Air Release Valve and Casing Relief Valve are included. | 26263.1554 | 96517.0959
LIFECO-UK | 126064200572 | 088001200094 | LIFECO-UK-UL Listed Vertical Turbine Pump (LFP 250-30 VT-2900RPM) 250 GPM @ 10 Bar, Coupled with 60Hz ODP Electric Motor and Gear Drive. Pressure Gauge, Air Release Valve and Casing Relief Valve are included. | 26263.1554 | 96517.0959
LIFECO-UK | 126064200573 | 088001200061 | LIFECO-UK-UL Listed Vertical Turbine Pump (LFP 250-30 VT-2900RPM) 250 GPM @ 11 to 14 Bar, Coupled with 60Hz ODP Electric Motor and Gear Drive. Pressure Gauge, Air Release Valve and Casing Relief Valve are included. | 28656.543 | 105312.7955
LIFECO-UK | 126064200574 | 088001200020 | LIFECO-UK-UL Listed Vertical Turbine Pump (LFP 250-30 VT-2980RPM) 250 GPM @ 15 Bar, Coupled with 60Hz ODP Electric Motor and Gear Drive. Pressure Gauge, Air Release Valve and Casing Relief Valve are included. | 29770.0483 | 109404.9274
LIFECO-UK | 126064200575 | 088001200020 | LIFECO-UK-UL Listed Vertical Turbine Pump (LFP 250-30 VT-2900RPM) 250 GPM @ 16 Bar, Coupled with 60Hz ODP Electric Motor and Gear Drive. Pressure Gauge, Air Release Valve and Casing Relief Valve are included. | 30761.4419 | 113048.2991
LIFECO-UK | 126064200576 | 088001200020 | LIFECO-UK-UL Listed Vertical Turbine Pump (LFP 250-30 VT-2900RPM) 250 GPM @ 17 Bar, Coupled with 60Hz ODP Electric Motor and Gear Drive. Pressure Gauge, Air Release Valve and Casing Relief Valve are included. | 30761.4419 | 113048.2991
LIFECO-UK | 126064200577 | 088001200057 | LIFECO-UK-UL Listed Vertical Turbine Pump (LFP 250-30 VT-2900RPM) 250 GPM @ 18 Bar, Coupled with 60Hz ODP Electric Motor and Gear Drive. Pressure Gauge, Air Release Valve and Casing Relief Valve are included. | 33723.4118 | 123933.5382
LIFECO-UK | 126064200578 | 088001200057 | LIFECO-UK-UL Listed Vertical Turbine Pump (LFP 250-30 VT-2900RPM) 250 GPM @ 19 to 20 Bar, Coupled with 60Hz ODP Electric Motor and Gear Drive. Pressure Gauge, Air Release Valve and Casing Relief Valve are included. | 35311.6259 | 129770.2253
LIFECO-UK | 126064200579 | 107002200003 | LIFECO-UK-UL Listed Vertical Turbine Pump (LFP 300-30 VT-2900RPM) 300 GPM @ 6 Bar, Coupled with 60Hz ODP Electric Motor and Gear Drive. Pressure Gauge, Air Release Valve and Casing Relief Valve are included. | 23779.7104 | 87390.4357
LIFECO-UK | 126064200580 | 088001200095 | LIFECO-UK-UL Listed Vertical Turbine Pump (LFP 300-30 VT-2900RPM) 300 GPM @ 7 Bar, Coupled with 60Hz ODP Electric Motor and Gear Drive. Pressure Gauge, Air Release Valve and Casing Relief Valve are included. | 24128.4917 | 88672.207
LIFECO-UK | 126064200581 | 088001200095 | LIFECO-UK-UL Listed Vertical Turbine Pump (LFP 300-30 VT-2900RPM) 300 GPM @ 8 Bar, Coupled with 60Hz ODP Electric Motor and Gear Drive. Pressure Gauge, Air Release Valve and Casing Relief Valve are included. | 25420.5852 | 93420.6507
LIFECO-UK | 126064200582 | 088001200094 | LIFECO-UK-UL Listed Vertical Turbine Pump (LFP 300-30 VT-2900RPM) 300 GPM @ 9 to 10 Bar, Coupled with 60Hz ODP Electric Motor and Gear Drive. Pressure Gauge, Air Release Valve and Casing Relief Valve are included. | 26263.1554 | 96517.0959
LIFECO-UK | 126064200583 | 088001200061 | LIFECO-UK-UL Listed Vertical Turbine Pump (LFP 300-30 VT-2900RPM) 300 GPM @ 11 to 13 Bar, Coupled with 60Hz ODP Electric Motor and Gear Drive. Pressure Gauge, Air Release Valve and Casing Relief Valve are included. | 28656.543 | 105312.7955
LIFECO-UK | 126064200584 | 088001200020 | LIFECO-UK-UL Listed Vertical Turbine Pump (LFP 300-30 VT-2900RPM) 300 GPM @ 14 Bar, Coupled with 60Hz ODP Electric Motor and Gear Drive. Pressure Gauge, Air Release Valve and Casing Relief Valve are included. | 29770.0483 | 109404.9274
LIFECO-UK | 126064200585 | 088001200020 | LIFECO-UK-UL Listed Vertical Turbine Pump (LFP 300-30 VT-2900RPM) 300 GPM @ 15 Bar, Coupled with 60Hz ODP Electric Motor and Gear Drive. Pressure Gauge, Air Release Valve and Casing Relief Valve are included. | 30761.4419 | 113048.2991
LIFECO-UK | 126064200586 | 088001200020 | LIFECO-UK-UL Listed Vertical Turbine Pump (LFP 300-30 VT-2900RPM) 300 GPM @ 16 to 17 Bar, Coupled with 60Hz ODP Electric Motor and Gear Drive. Pressure Gauge, Air Release Valve and Casing Relief Valve are included. | 30761.4419 | 113048.2991
LIFECO-UK | 126064200587 | 088001200057 | LIFECO-UK-UL Listed Vertical Turbine Pump (LFP 300-30 VT-2900RPM) 300 GPM @ 18 Bar, Coupled with 60Hz ODP Electric Motor and Gear Drive. Pressure Gauge, Air Release Valve and Casing Relief Valve are included. | 33723.4118 | 123933.5382
LIFECO-UK | 126064200588 | 088001200057 | LIFECO-UK-UL Listed Vertical Turbine Pump (LFP 300-30 VT-2900RPM) 300 GPM @ 19 Bar, Coupled with 60Hz ODP Electric Motor and Gear Drive. Pressure Gauge, Air Release Valve and Casing Relief Valve are included. | 35311.6259 | 129770.2253
LIFECO-UK | 126064200589 | 088001200057 | LIFECO-UK-UL Listed Vertical Turbine Pump (LFP 300-30 VT-2900RPM) 300 GPM @ 20 Bar, Coupled with 60Hz ODP Electric Motor and Gear Drive. Pressure Gauge, Air Release Valve and Casing Relief Valve are included. | 35311.6259 | 129770.2253
LIFECO-UK | 126064200590 | 107002200003 | LIFECO-UK-UL Listed Vertical Turbine Pump (LFP 400-30 VT-2900RPM) 400 GPM @ 6 Bar, Coupled with 60Hz ODP Electric Motor and Gear Drive. Pressure Gauge, Air Release Valve and Casing Relief Valve are included. | 23779.7104 | 87390.4357
LIFECO-UK | 126064200591 | 088001200095 | LIFECO-UK-UL Listed Vertical Turbine Pump (LFP 400-30 VT-2900RPM) 400 GPM @ 7 to 8 Bar, Coupled with 60Hz ODP Electric Motor and Gear Drive. Pressure Gauge, Air Release Valve and Casing Relief Valve are included. | 25420.5852 | 93420.6507
LIFECO-UK | 126064200592 | 088001200094 | LIFECO-UK-UL Listed Vertical Turbine Pump (LFP 400-30 VT-2900RPM) 400 GPM @ 9 Bar, Coupled with 60Hz ODP Electric Motor and Gear Drive. Pressure Gauge, Air Release Valve and Casing Relief Valve are included. | 26263.1554 | 96517.0959
LIFECO-UK | 126064200593 | 088001200061 | LIFECO-UK-UL Listed Vertical Turbine Pump (LFP 400-30 VT-2900RPM) 400 GPM @ 10 Bar, Coupled with 60Hz ODP Electric Motor and Gear Drive. Pressure Gauge, Air Release Valve and Casing Relief Valve are included. | 27485.0347 | 101007.5025
LIFECO-UK | 126064200594 | 088001200061 | LIFECO-UK-UL Listed Vertical Turbine Pump (LFP 400-30 VT-2900RPM) 400 GPM @ 11 to 13 Bar, Coupled with 60Hz ODP Electric Motor and Gear Drive. Pressure Gauge, Air Release Valve and Casing Relief Valve are included. | 28656.543 | 105312.7955
LIFECO-UK | 126064200595 | 088001200020 | LIFECO-UK-UL Listed Vertical Turbine Pump (LFP 400-30 VT-2980RPM) 400 GPM @ 14 Bar, Coupled with 60Hz ODP Electric Motor and Gear Drive. Pressure Gauge, Air Release Valve and Casing Relief Valve are included. | 29770.0483 | 109404.9274
LIFECO-UK | 126064200596 | 088001200020 | LIFECO-UK-UL Listed Vertical Turbine Pump (LFP 400-30 VT-2900RPM) 400 GPM @ 15 Bar, Coupled with 60Hz ODP Electric Motor and Gear Drive. Pressure Gauge, Air Release Valve and Casing Relief Valve are included. | 30761.4419 | 113048.2991
LIFECO-UK | 126064200597 | 088001200020 | LIFECO-UK-UL Listed Vertical Turbine Pump (LFP 400-30 VT-2900RPM) 400 GPM @ 16 Bar, Coupled with 60Hz ODP Electric Motor and Gear Drive. Pressure Gauge, Air Release Valve and Casing Relief Valve are included. | 30761.4419 | 113048.2991
LIFECO-UK | 126064200598 | 088001200057 | LIFECO-UK-UL Listed Vertical Turbine Pump (LFP 400-30 VT-2900RPM) 400 GPM @ 17 Bar, Coupled with 60Hz ODP Electric Motor and Gear Drive. Pressure Gauge, Air Release Valve and Casing Relief Valve are included. | 33723.4118 | 123933.5382
LIFECO-UK | 126064200599 | 088001200057 | LIFECO-UK-UL Listed Vertical Turbine Pump (LFP 400-30 VT-2980RPM) 400 GPM @ 18 Bar, Coupled with 60Hz ODP Electric Motor and Gear Drive. Pressure Gauge, Air Release Valve and Casing Relief Valve are included. | 33723.4118 | 123933.5382
LIFECO-UK | 126064200600 | 088001200057 | LIFECO-UK-UL Listed Vertical Turbine Pump (LFP 400-30 VT-2900RPM) 400 GPM @ 19 Bar, Coupled with 60Hz ODP Electric Motor and Gear Drive. Pressure Gauge, Air Release Valve and Casing Relief Valve are included. | 35311.6259 | 129770.2253
LIFECO-UK | 126064200601 | 088001200057 | LIFECO-UK-UL Listed Vertical Turbine Pump (LFP 400-30 VT-2980RPM) 400 GPM @ 20 Bar, Coupled with 60Hz ODP Electric Motor and Gear Drive. Pressure Gauge, Air Release Valve and Casing Relief Valve are included. | 35311.6259 | 129770.2253
LIFECO-UK | 126064200602 | 107002200003 | LIFECO-UK-UL Listed Vertical Turbine Pump (LFP 450-30 VT-2900RPM) 450 GPM @ 6 Bar, Coupled with 60Hz ODP Electric Motor and Gear Drive. Pressure Gauge, Air Release Valve and Casing Relief Valve are included. | 23779.7104 | 87390.4357
LIFECO-UK | 126064200603 | 088001200095 | LIFECO-UK-UL Listed Vertical Turbine Pump (LFP 450-30 VT-2900RPM) 450 GPM @ 7 Bar, Coupled with 60Hz ODP Electric Motor and Gear Drive. Pressure Gauge, Air Release Valve and Casing Relief Valve are included. | 25420.5852 | 93420.6507
LIFECO-UK | 126064200604 | 088001200095 | LIFECO-UK-UL Listed Vertical Turbine Pump (LFP 450-30 VT-2900RPM) 450 GPM @ 8 Bar, Coupled with 60Hz ODP Electric Motor and Gear Drive. Pressure Gauge, Air Release Valve and Casing Relief Valve are included. | 25420.5852 | 93420.6507
LIFECO-UK | 126064200605 | 088001200094 | LIFECO-UK-UL Listed Vertical Turbine Pump (LFP 450-30 VT-2900RPM) 450 GPM @ 9 Bar, Coupled with 60Hz ODP Electric Motor and Gear Drive. Pressure Gauge, Air Release Valve and Casing Relief Valve are included. | 26263.1554 | 96517.0959
LIFECO-UK | 126064200606 | 088001200061 | LIFECO-UK-UL Listed Vertical Turbine Pump (LFP 450-30 VT-2900RPM) 450 GPM @ 10 Bar, Coupled with 60Hz ODP Electric Motor and Gear Drive. Pressure Gauge, Air Release Valve and Casing Relief Valve are included. | 27485.0347 | 101007.5025
LIFECO-UK | 126064200607 | 088001200061 | LIFECO-UK-UL Listed Vertical Turbine Pump (LFP 450-30 VT-2900RPM) 450 GPM @ 11 to 13 Bar, Coupled with 60Hz ODP Electric Motor and Gear Drive. Pressure Gauge, Air Release Valve and Casing Relief Valve are included. | 28656.543 | 105312.7955
LIFECO-UK | 126064200608 | 088001200020 | LIFECO-UK-UL Listed Vertical Turbine Pump (LFP 450-30 VT-2980RPM) 450 GPM @ 14 Bar, Coupled with 60Hz ODP Electric Motor and Gear Drive. Pressure Gauge, Air Release Valve and Casing Relief Valve are included. | 29770.0483 | 109404.9274
LIFECO-UK | 126064200609 | 088001200020 | LIFECO-UK-UL Listed Vertical Turbine Pump (LFP 450-30 VT-2900RPM) 450 GPM @ 15 to 16 Bar, Coupled with 60Hz ODP Electric Motor and Gear Drive. Pressure Gauge, Air Release Valve and Casing Relief Valve are included. | 30761.4419 | 113048.2991
LIFECO-UK | 126064200610 | 088001200057 | LIFECO-UK-UL Listed Vertical Turbine Pump (LFP 450-30 VT-2980RPM) 450 GPM @ 17 Bar, Coupled with 60Hz ODP Electric Motor and Gear Drive. Pressure Gauge, Air Release Valve and Casing Relief Valve are included. | 33723.4118 | 123933.5382
LIFECO-UK | 126064200611 | 088001200057 | LIFECO-UK-UL Listed Vertical Turbine Pump (LFP 450-30 VT-2900RPM) 450 GPM @ 18 to 19 Bar, Coupled with 60Hz ODP Electric Motor and Gear Drive. Pressure Gauge, Air Release Valve and Casing Relief Valve are included. | 35311.6259 | 129770.2253
LIFECO-UK | 126064200612 | 088001200076 | LIFECO-UK-UL Listed Vertical Turbine Pump (LFP 450-30 VT-2980RPM) 450 GPM @ 20 Bar, Coupled with 60Hz ODP Electric Motor and Gear Drive. Pressure Gauge, Air Release Valve and Casing Relief Valve are included. | 40576.1629 | 149117.3986
LIFECO-UK | 126064200613 | 107002200003 | LIFECO-UK-UL Listed Vertical Turbine Pump (LFP 500-30 VT-2900RPM) 500 GPM @ 6 Bar, Coupled with 60Hz ODP Electric Motor and Gear Drive. Pressure Gauge, Air Release Valve and Casing Relief Valve are included. | 23779.7104 | 87390.4357
LIFECO-UK | 126064200614 | 088001200095 | LIFECO-UK-UL Listed Vertical Turbine Pump (LFP 500-30 VT-2900RPM) 500 GPM @ 7 Bar, Coupled with 60Hz ODP Electric Motor and Gear Drive. Pressure Gauge, Air Release Valve and Casing Relief Valve are included. | 25420.5852 | 93420.6507
LIFECO-UK | 126064200615 | 088001200094 | LIFECO-UK-UL Listed Vertical Turbine Pump (LFP 500-30 VT-2900RPM) 500 GPM @ 8 to 9 Bar, Coupled with 60Hz ODP Electric Motor and Gear Drive. Pressure Gauge, Air Release Valve and Casing Relief Valve are included. | 26263.1554 | 96517.0959
LIFECO-UK | 126064200616 | 088001200061 | LIFECO-UK-UL Listed Vertical Turbine Pump (LFP 500-30 VT-2980RPM) 500 GPM @ 10 Bar, Coupled with 60Hz ODP Electric Motor and Gear Drive. Pressure Gauge, Air Release Valve and Casing Relief Valve are included. | 27485.0347 | 101007.5025
LIFECO-UK | 126064200617 | 088001200061 | LIFECO-UK-UL Listed Vertical Turbine Pump (LFP 500-30 VT-2900RPM) 500 GPM @ 11 to 12 Bar, Coupled with 60Hz ODP Electric Motor and Gear Drive. Pressure Gauge, Air Release Valve and Casing Relief Valve are included. | 28656.543 | 105312.7955
LIFECO-UK | 126064200618 | 088001200020 | LIFECO-UK-UL Listed Vertical Turbine Pump (LFP 500-30 VT-2900RPM) 500 GPM @ 13 Bar, Coupled with 60Hz ODP Electric Motor and Gear Drive. Pressure Gauge, Air Release Valve and Casing Relief Valve are included. | 29770.0483 | 109404.9274
LIFECO-UK | 126064200619 | 088001200020 | LIFECO-UK-UL Listed Vertical Turbine Pump (LFP 500-30 VT-2900RPM) 500 GPM @ 14 Bar, Coupled with 60Hz ODP Electric Motor and Gear Drive. Pressure Gauge, Air Release Valve and Casing Relief Valve are included. | 30761.4419 | 113048.2991
LIFECO-UK | 126064200620 | 088001200020 | LIFECO-UK-UL Listed Vertical Turbine Pump (LFP 500-30 VT-2900RPM) 500 GPM @ 15 Bar, Coupled with 60Hz ODP Electric Motor and Gear Drive. Pressure Gauge, Air Release Valve and Casing Relief Valve are included. | 30761.4419 | 113048.2991
LIFECO-UK | 126064200621 | 088001200057 | LIFECO-UK-UL Listed Vertical Turbine Pump (LFP 500-30 VT-2900RPM) 500 GPM @ 16 Bar, Coupled with 60Hz ODP Electric Motor and Gear Drive. Pressure Gauge, Air Release Valve and Casing Relief Valve are included. | 33723.4118 | 123933.5382
LIFECO-UK | 126064200622 | 088001200057 | LIFECO-UK-UL Listed Vertical Turbine Pump (LFP 500-30 VT-2980RPM) 500 GPM @ 17 Bar, Coupled with 60Hz ODP Electric Motor and Gear Drive. Pressure Gauge, Air Release Valve and Casing Relief Valve are included. | 33723.4118 | 123933.5382
LIFECO-UK | 126064200623 | 088001200057 | LIFECO-UK-UL Listed Vertical Turbine Pump (LFP 500-30 VT-2900RPM) 500 GPM @ 18 Bar, Coupled with 60Hz ODP Electric Motor and Gear Drive. Pressure Gauge, Air Release Valve and Casing Relief Valve are included. | 35311.6259 | 129770.2253
LIFECO-UK | 126064200624 | 088001200076 | LIFECO-UK-UL Listed Vertical Turbine Pump (LFP 500-30 VT-2980RPM) 500 GPM @ 19 to 20 Bar, Coupled with 60Hz ODP Electric Motor and Gear Drive. Pressure Gauge, Air Release Valve and Casing Relief Valve are included. | 40576.1629 | 149117.3986
LIFECO-UK | 126064200625 | 088001200095 | LIFECO-UK-UL Listed Vertical Turbine Pump (LFP 750-30 VT-3000RPM) 750 GPM @ 6 Bar, Coupled with 60Hz ODP Electric Motor and Gear Drive. Pressure Gauge, Air Release Valve and Casing Relief Valve are included. | 24128.4917 | 88672.207
LIFECO-UK | 126064200626 | 088001200094 | LIFECO-UK-UL Listed Vertical Turbine Pump (LFP 750-30 VT-2900RPM) 750 GPM @ 7.44 Bar, Coupled with 60Hz ODP Electric Motor and Gear Drive. Pressure Gauge, Air Release Valve and Casing Relief Valve are included. | 26263.1554 | 96517.0959
LIFECO-UK | 126064200627 | 088001200094 | LIFECO-UK-UL Listed Vertical Turbine Pump (LFP 750-30 VT-2900RPM) 750 GPM @ 8 Bar, Coupled with 60Hz ODP Electric Motor and Gear Drive. Pressure Gauge, Air Release Valve and Casing Relief Valve are included. | 26263.1554 | 96517.0959
LIFECO-UK | 126064200628 | 088001200061 | LIFECO-UK-UL Listed Vertical Turbine Pump (LFP 750-30 VT-3000RPM) 750 GPM @ 8.96 Bar, Coupled with 60Hz ODP Electric Motor and Gear Drive. Pressure Gauge, Air Release Valve and Casing Relief Valve are included. | 27485.0347 | 101007.5025
LIFECO-UK | 126064200629 | 088001200020 | LIFECO-UK-UL Listed Vertical Turbine Pump (LFP 750-30 VT-2900RPM) 750 GPM @ 10 Bar, Coupled with 60Hz ODP Electric Motor and Gear Drive. Pressure Gauge, Air Release Valve and Casing Relief Valve are included. | 29770.0483 | 109404.9274
LIFECO-UK | 126064200630 | 088001200020 | LIFECO-UK-UL Listed Vertical Turbine Pump (LFP 750-30 VT-2950RPM) 750 GPM @ 11 Bar, Coupled with 60Hz ODP Electric Motor and Gear Drive. Pressure Gauge, Air Release Valve and Casing Relief Valve are included. | 29770.0483 | 109404.9274
LIFECO-UK | 126064200915 | 088001200020 | LIFECO-UK-UL Listed Vertical Turbine Pump (LFP 750-30 VT-3000RPM) 750 GPM @ 11.93 Bar, Coupled with 60Hz ODP Electric Motor and Gear Drive. Pressure Gauge, Air Release Valve and Casing Relief Valve are included. | 29770.0483 | 109404.9274
LIFECO-UK | 126064200631 | 088001200020 | LIFECO-UK-UL Listed Vertical Turbine Pump (LFP 750-30 VT-2900RPM) 750 GPM @ 12.41 Bar, Coupled with 60Hz ODP Electric Motor and Gear Drive. Pressure Gauge, Air Release Valve and Casing Relief Valve are included. | 30761.4419 | 113048.2991
LIFECO-UK | 126064200632 | 088001200020 | LIFECO-UK-UL Listed Vertical Turbine Pump (LFP 750-30 VT-2900RPM) 750 GPM @ 13 Bar, Coupled with 60Hz ODP Electric Motor and Gear Drive. Pressure Gauge, Air Release Valve and Casing Relief Valve are included. | 30761.4419 | 113048.2991
LIFECO-UK | 126064200633 | 088001200020 | LIFECO-UK-UL Listed Vertical Turbine Pump (LFP 750-30 VT-2950RPM) 750 GPM @ 14 Bar, Coupled with 60Hz ODP Electric Motor and Gear Drive. Pressure Gauge, Air Release Valve and Casing Relief Valve are included. | 30761.4419 | 113048.2991
LIFECO-UK | 126064200634 | 088001200020 | LIFECO-UK-UL Listed Vertical Turbine Pump (LFP 750-30 VT-2900RPM) 750 GPM @ 15 Bar, Coupled with 60Hz ODP Electric Motor and Gear Drive. Pressure Gauge, Air Release Valve and Casing Relief Valve are included. | 32721.3333 | 120250.9
LIFECO-UK | 126064200635 | 088001200020 | LIFECO-UK-UL Listed Vertical Turbine Pump (LFP 750-30 VT-2900RPM) 750 GPM @ 16 Bar, Coupled with 60Hz ODP Electric Motor and Gear Drive. Pressure Gauge, Air Release Valve and Casing Relief Valve are included. | 32721.3333 | 120250.9
LIFECO-UK | 126064200636 | 088001200076 | LIFECO-UK-UL Listed Vertical Turbine Pump (LFP 750-30 VT-2950RPM) 750 GPM @ 17 Bar, Coupled with 60Hz ODP Electric Motor and Gear Drive. Pressure Gauge, Air Release Valve and Casing Relief Valve are included. | 40576.1629 | 149117.3986

## Column Pipe VTP
Column Pipe VTP
Item of | Item Code | Item Code | Description | LIFECO-UK GP (USD) | LIFECO-UK GP (AED)
LIFECO-UK | SF-PMPUL30VTCP01 | 106049200055 | 500 mm Additional Column pipe for 30-VT pump | 1246.4375 | 4580.6578
LIFECO-UK | SF-PMPUL30VTCP02 | 106049200056 | 1000 mm Additional Column pipe for 30-VT pump | 1590.05 | 5843.4337
LIFECO-UK | SF-PMPUL30VTCP03 | 106049200058 | 2000 mm Additional Column pipe for 30-VT pump | 1953.875 | 7180.4906
LIFECO-UK | SF-PMPUL30VTCP04 | 106049200061 | 3000 mm Additional Column pipe for 30-VT pump | 2182.95 | 8022.3413

## LF Stand. Pump
LIFECO-UK Costum Engineered Fire Pump - Gmax
Item of | Item Code | Item Code | Description | LIFECO-UK GP (USD) | LIFECO-UK GP (AED)
100 GPM Models
LIFECO-UK | LF-PMPSTDHES001 | 047017200163 | Pump Set, Electrical Motor and Diesel Engine Driven, Horizontal End Suction Type, Capacity 100 GPM at 6 Bar with Jockey Pump, Controller DOL and Standard Accessories Excel Series, Standard Approved, LIFECO-UK, Model 100 EDJ-6 | 9755.1916 | 35850.329
LIFECO-UK | LF-PMPSTDHES002 | 047017200214 | Pump Set, Electrical Motor and Diesel Engine Driven, Horizontal End Suction Type, Capacity 100 GPM at 7 Bar with Jockey Pump, Controller DOL and Standard Accessories Excel Series, Standard Approved, LIFECO-UK, Model 100 EDJ-7 | 9755.1916 | 35850.329
LIFECO-UK | LF-PMPSTDHES003 | 235022200002 | Pump Set, Electrical Motor and Diesel Engine Driven, Horizontal End Suction Type, Capacity 100 GPM at 7 Bar with Pressure Tank, Controller DOL and Standard Accessories, Excel Series, Standard Approved, LIFECO-UK, Model 100 EDPT-7 DOL | 8891.2519 | 32675.3507
LIFECO-UK | LF-PMPSTDHES004 | 047017200168 | Pump Set, Electrical Motor and Diesel Engine Driven, Horizontal End Suction Type, Capacity 100 GPM at 8 Bar with Jockey Pump, Controller DOL and Standard Accessories Excel Series, Standard Approved, LIFECO-UK, Model 100 EDJ-8 | 9494.178 | 34891.1041
LIFECO-UK | LF-PMPSTDHES005 | 047017900041 | LIFECO-UK Fire Pump Set, Electrical Motor and Diesel Engine Driven, Horizontal End Suction Type, Capacity 100 GPM @ 9 Bar with Jockey Pump, Common Controller DOL Starter and Standard Accessories, Excel Series, Standard Approved, LIFECO-UK,Model 100 EDJ-9 | 9494.178 | 34891.1041
120 GPM Models
LIFECO-UK | LF-PMPSTDHES006 | 235003200026 | LIFECO-UK Fire Pump Set, Electrical Motor and Diesel Engine Driven, Horizontal End Suction Type, Capacity 120 GPM @ 6 Bar with Jockey Pump, Common Controller DOL Starter and Standard Accessories, Excel Series, Standard Approved, LIFECO-UK,Model 120 EDJ-6 | 9681.1614 | 35578.2681
LIFECO-UK | LF-PMPSTDHES007 | 047017200016 | LIFECO-UK Fire Pump Set, Electrical Motor and Diesel Engine Driven, Horizontal End Suction Type, Capacity 120 GPM @ 7 Bar with Jockey Pump, Common Controller DOL Starter and Standard Accessories, Excel Series, Standard Approved, LIFECO-UK,Model 120 EDJ-7 | 9681.1614 | 35578.2681
LIFECO-UK | LF-PMPSTDHES008 | 047017200226 | LIFECO-UK Fire Pump Set, Electrical Motor and Diesel Engine Driven, Horizontal End Suction Type, Capacity 120 GPM @ 8 Bar with Jockey Pump, Common Controller DOL Starter and Standard Accessories, Excel Series, Standard Approved, LIFECO-UK,Model 120 EDJ-8 | 10135.264 | 37247.095
LIFECO-UK | LF-PMPSTDHES009 | 235003200027 | LIFECO-UK Fire Pump Set, Electrical Motor and Diesel Engine Driven, Horizontal End Suction Type, Capacity 120 GPM @ 9 Bar with Jockey Pump, Common Controller DOL Starter and Standard Accessories, Excel Series, Standard Approved, LIFECO-UK,Model 120 EDJ-9 | 10135.264 | 37247.095
150 GPM Models
LIFECO-UK | LF-PMPSTDHES010 | 047002200005 | LIFECO-UK Pump Set, Electrical Motor and Diesel Engine Driven, Horizontal End Suction Type, Capacity 150 GPM at 6 Bar with Jockey Pump and Pressure Tank, Controller DOL and Standard Accessories Excel Series, Standard Approved, LIFECO-UK, Model 150 EDJPT-6 | 9925.3846 | 36475.7885
LIFECO-UK | LF-PMPSTDHES011 | 047013200007 | LIFECO-UK Fire Pump Set, Electrical Motor and Diesel Engine Driven, Horizontal End Suction Type, Capacity 150 GPM @ 7 Bar with Jockey Pump, Common Controller DOL Starter and Standard Accessories, Excel Series, Standard Approved, LIFECO-UK,Model 150 EDJ-7 | 10047.4962 | 36924.5486
LIFECO-UK | LF-PMPSTDHES012 | 090008200002 | LIFECO-UK Fire Pump Set, Electrical Motor and Diesel Engine Driven, Horizontal End Suction Type, Capacity 150 GPM @ 8 Bar with Jockey Pump, Common Controller DOL Starter and Standard Accessories, Excel Series, Standard Approved, LIFECO-UK,Model 150 EDJ-8 | 10112.368 | 37162.9525
LIFECO-UK | LF-PMPSTDHES013 | 235003200066 | LIFECO-UK Fire Pump Set, Electrical Motor and Diesel Engine Driven, Horizontal End Suction Type, Capacity 150 GPM @ 9 Bar with Jockey Pump, Common Controller DOL Starter and Standard Accessories, Excel Series, Standard Approved, LIFECO-UK,Model 150 EDJ-9 | 10356.5913 | 38060.4729
200 GPM Models
LIFECO-UK | LF-PMPSTDHES014 | 235003200067 | LIFECO-UK Fire Pump Set, Electrical Motor and Diesel Engine Driven, Horizontal End Suction Type, Capacity 200 GPM @ 6 Bar with Jockey Pump, Common Controller DOL Starter and Standard Accessories, Excel Series, Standard Approved, LIFECO-UK,Model 200 EDJ-6 | 11356.3801 | 41734.6968
LIFECO-UK | LF-PMPSTDHES015 | 126064200070 | LIFECO-UK Fire Pump Set, Electrical Motor and Diesel Engine Driven, Horizontal End Suction Type, Capacity 200 GPM @ 7 Bar with Jockey Pump, Common Controller DOL Starter and Standard Accessories, Excel Series, Standard Approved, LIFECO-UK,Model 200 EDJ-7 | 11470.8597 | 42155.4095
LIFECO-UK | LF-PMPSTDHES016 | 126064200071 | LIFECO-UK Fire Pump Set, Electrical Motor and Diesel Engine Driven, Horizontal End Suction Type, Capacity 200 GPM @ 8 Bar with Jockey Pump, Common Controller DOL Starter and Standard Accessories, Excel Series, Standard Approved, LIFECO-UK,Model 200 EDJ-8 | 11524.2836 | 42351.7421
LIFECO-UK | LF-PMPSTDHES017 | 102002200040 | LIFECO-UK Fire Pump Set, Electrical Motor and Diesel Engine Driven, Horizontal End Suction Type, Capacity 200 GPM @ 9 Bar with Jockey Pump, Common Controller DOL Starter and Standard Accessories, Excel Series, Standard Approved, LIFECO-UK,Model 200 EDJ-9 | 11997.4661 | 44090.6878
LIFECO-UK | LF-PMPSTDHES018 | 235003200028 | LIFECO-UK Fire Pump Set, Electrical Motor and Diesel Engine Driven, Horizontal End Suction Type, Capacity 200 GPM @ 10 Bar with Jockey Pump, Common Controller DOL Starter and Standard Accessories, Excel Series, Standard Approved, LIFECO-UK,Model 200 EDJ-10 | 13008.7029 | 47806.983
250 GPM Models
LIFECO-UK | LF-PMPSTDHES019 | 047017200020 | LIFECO-UK Fire Pump Set, Electrical Motor and Diesel Engine Driven, Horizontal End Suction Type, Capacity 250 GPM at 5 Bar with Jockey Pump, Controller DOL and Standard Accessories Excel Series, Standard Approved, LIFECO-UK,Model 250 EDJ-5 | 11646.3952 | 42800.5023
LIFECO-UK | LF-PMPSTDHES020 | 047017200018 | LIFECO-UK Fire Pump Set, Electrical Motor and Diesel Engine Driven, Horizontal End Suction Type, Capacity 250 GPM at 6 Bar with Jockey Pump, Controller DOL and Standard Accessories Excel Series, Standard Approved, LIFECO-UK,Model 250 EDJ-6 | 11364.0121 | 41762.7443
LIFECO-UK | LF-PMPSTDHES021 | 047017200171 | LIFECO-UK Fire Pump Set, Electrical Motor and Diesel Engine Driven, Horizontal End Suction Type, Capacity 250 GPM at 7 Bar with Jockey Pump, Controller DOL and Standard Accessories Excel Series, Standard Approved, LIFECO-UK,Model 250 EDJ-7 | 11524.2836 | 42351.7421
LIFECO-UK | LF-PMPSTDHES022 | 235018200005 | LIFECO-UK Fire Pump Set, Electrical Motor and Diesel Engine Driven, Horizontal End Suction Type, Capacity 250 GPM at 7 Bar with Jockey Pump and 24 Litre Pressure Tank, Controller DOL and Standard Accessories Excel Series, Standard Approved, LIFECO-UK,Model 250 EDJPT-7 | 11600.6033 | 42632.2172
| LF-PMPSTDHES023 | 047017200019 | LIFECO-UK Fire Pump Set, Electrical Motor and Diesel Engine Driven, Horizontal End Suction Type, Capacity 250 GPM @ 8 Bar with Jockey Pump, Common Controller DOL Starter and Standard Accessories, Excel Series, Standard Approved, LIFECO-UK,Model 250 EDJ-8 | 12058.5219 | 44315.0679
LIFECO-UK | LF-PMPSTDHES024 | 047017200141 | LIFECO-UK Fire Pump Set, Electrical Motor and Diesel Engine Driven, Horizontal End Suction Type, Capacity 250 GPM @ 9 Bar with Jockey Pump, Common Controller DOL Starter and Standard Accessories, Excel Series, Standard Approved, LIFECO-UK,Model 250 EDJ-9 | 12073.7858 | 44371.1629
LIFECO-UK | LF-PMPSTDHES025 | 047017200110 | LIFECO-UK Fire Pump Set, Electrical Motor and Diesel Engine Driven, Horizontal End Suction Type, Capacity 250 GPM @ 10 Bar with Jockey Pump, Common Controller DOL Starter and Standard Accessories, Excel Series, Standard Approved, LIFECO-UK,Model 250 EDJ-10 | 13920.724 | 51158.6606
300 GPM Models
LIFECO-UK | LF-PMPSTDHES026 | 102002200048 | LIFECO-UK Fire Pump Set, Electrical Motor and Diesel Engine Driven, Horizontal End Suction Type, Capacity 300 GPM @ 6 Bar with Jockey Pump, Common Controller DOL Starter and Standard Accessories, Excel Series, Standard Approved, LIFECO-UK,Model 300 EDJ-6 | 12173.0015 | 44735.7805
LIFECO-UK | LF-PMPSTDHES027 | 047017200174 | LIFECO-UK Fire Pump Set, Electrical Motor and Diesel Engine Driven, Horizontal End Suction Type, Capacity 300 GPM @ 7 Bar with Jockey Pump, Common Controller DOL Starter and Standard Accessories, Excel Series, Standard Approved, LIFECO-UK,Model 300 EDJ-7 | 12180.6335 | 44763.8281
LIFECO-UK | LF-PMPSTDHES028 | 047017200115 | LIFECO-UK Fire Pump Set, Electrical Motor and Diesel Engine Driven, Horizontal End Suction Type, Capacity 300 GPM @ 8 Bar with Jockey Pump, Common Controller DOL Starter and Standard Accessories, Excel Series, Standard Approved, LIFECO-UK,Model 300 EDJ-8 | 12993.4389 | 47750.888
LIFECO-UK | LF-PMPSTDHES029 | 090008200004 | LIFECO-UK Fire Pump Set, Electrical Motor and Diesel Engine Driven, Horizontal End Suction Type, Capacity 300 GPM @ 9 Bar with Jockey Pump, Common Controller DOL Starter and Standard Accessories, Excel Series, Standard Approved, LIFECO-UK,Model 300 EDJ-9 | 12993.4389 | 47750.888
LIFECO-UK | LF-PMPSTDHES030 | 102002200072 | LIFECO-UK Fire Pump Set, Electrical Motor and Diesel Engine Driven, Horizontal End Suction Type, Capacity 300 GPM @ 10 Bar with Jockey Pump, Common Controller DOL Starter and Standard Accessories, Excel Series, Standard Approved, LIFECO-UK,Model 300 EDJ-10 | 15569.2308 | 57216.9231
350 GPM Models
LIFECO-UK | LF-PMPSTDHES031 | 235003200029 | LIFECO-UK Fire Pump Set, Electrical Motor and Diesel Engine Driven, Horizontal End Suction Type, Capacity 350 GPM @ 6 Bar with Jockey Pump, Common Controller DOL Starter and Standard Accessories, Excel Series, Standard Approved, LIFECO-UK,Model 350 EDJ-6 | 12219.5566 | 44906.8704
LIFECO-UK | LF-PMPSTDHES032 | 047017200119 | LIFECO-UK Fire Pump Set, Electrical Motor and Diesel Engine Driven, Horizontal End Suction Type, Capacity 350 GPM @ 7 Bar with Jockey Pump, Common Controller DOL Starter and Standard Accessories, Excel Series, Standard Approved, LIFECO-UK,Model 350 EDJ-7 | 12928.5671 | 47512.4842
LIFECO-UK | LF-PMPSTDHES033 | 047017200178 | LIFECO-UK Fire Pump Set, Electrical Motor and Diesel Engine Driven, Horizontal End Suction Type, Capacity 350 GPM @ 8 Bar with Jockey Pump, Common Controller DOL Starter and Standard Accessories, Excel Series, Standard Approved, LIFECO-UK,Model 350 EDJ-8 | 12993.4389 | 47750.888
LIFECO-UK | LF-PMPSTDHES034 | 235003200019 | LIFECO-UK Fire Pump Set, Electrical Motor and Diesel Engine Driven, Horizontal End Suction Type, Capacity 350 GPM @ 9 Bar with Jockey Pump, Common Controller DOL Starter and Standard Accessories, Excel Series, Standard Approved, LIFECO-UK,Model 350 EDJ-9 | 15042.6244 | 55281.6448
LIFECO-UK | LF-PMPSTDHES035 | 126064200072 | LIFECO-UK Fire Pump Set, Electrical Motor and Diesel Engine Driven, Horizontal End Suction Type, Capacity 350 GPM @ 10 Bar with Jockey Pump, Common Controller DOL Starter and Standard Accessories, Excel Series, Standard Approved, LIFECO-UK,Model 350 EDJ-10 | 17168.1297 | 63092.8767
400 GPM Models
LIFECO-UK | LF-PMPSTDHES036 | 235003200022 | LIFECO-UK Fire Pump Set, Electrical Motor and Diesel Engine Driven, Horizontal End Suction Type, Capacity 400 GPM @ 6 Bar with Jockey Pump, Common Controller DOL Starter and Standard Accessories, Excel Series, Standard Approved, LIFECO-UK,Model 400 EDJ-6 | 14455.7255 | 53124.7912
LIFECO-UK | LF-PMPSTDHES037 | 047017900034 | LIFECO-UK Fire Pump Set, Electrical Motor and Diesel Engine Driven, Horizontal End Suction Type, Capacity 400 GPM @ 7 Bar with Jockey Pump, Common Controller DOL Starter and Standard Accessories, Excel Series, Standard Approved, LIFECO-UK,Model 400 EDJ-7 | 15344.8507 | 56392.3262
LIFECO-UK | LF-PMPSTDHES038 | 047017200122 | LIFECO-UK Fire Pump Set, Electrical Motor and Diesel Engine Driven, Horizontal End Suction Type, Capacity 400 GPM @ 8 Bar with Jockey Pump, Common Controller DOL Starter and Standard Accessories, Excel Series, Standard Approved, LIFECO-UK,Model 400 EDJ-8 | 15740.9502 | 57847.9921
LIFECO-UK | LF-PMPSTDHES039 | 047013200002 | LIFECO-UK Fire Pump Set, Electrical Motor Driven, Horizontal End Suction Type, Capacity 400 GPM at 8Bar with Jockey Pump, Controller DOL and Standard Accessories, Excel Series, Standard Approved, LIFECO-UK, Model 400 EJ-8 | 9219.4268 | 33881.3937
LIFECO-UK | LF-PMPSTDHES040 | 102002200016 | LIFECO-UK Fire Pump Set, Electrical Motor and Diesel Engine Driven, Horizontal End Suction Type, Capacity 400 GPM @ 9 Bar with Jockey Pump, Common Controller DOL Starter and Standard Accessories, Excel Series, Standard Approved, LIFECO-UK,Model 400 EDJ-9 | 15740.9502 | 57847.9921
LIFECO-UK | LF-PMPSTDHES041 | 047017200229 | LIFECO-UK Fire Pump Set, Electrical Motor and Diesel Engine Driven, Horizontal End Suction Type, Capacity 400 GPM @ 10 Bar with Jockey Pump, Common Controller DOL Starter and Standard Accessories, Excel Series, Standard Approved, LIFECO-UK,Model 400 EDJ-10 | 19031.8582 | 69942.079
500 GPM Models
LIFECO-UK | LF-PMPSTDHES042 | 047017200030 | LIFECO-UK Fire Pump Set, Electrical Motor and Diesel Engine Driven, Horizontal End Suction Type, Capacity 500 GPM @ 6 Bar with Jockey Pump, Common Controller DOL Starter and Standard Accessories, Excel Series, Standard Approved, LIFECO-UK,Model 500 EDJ-6 | 15431.8552 | 56712.0679
LIFECO-UK | LF-PMPSTDHES043 | 047019200014 | LIFECO-UK Fire Pump Set, Diesel Engine Driven, Horizontal End Suction Type, Capacity 500 GPM at 6 Bar with Jockey Pump, 100Liter Pressure Tank and Standard Accessories c/w DOL Controller Excel Series, Standard Approved, LIFECO-UK,Model 500 DJPT-6 | 10677.1342 | 39238.4683
LIFECO-UK | LF-PMPSTDHES044 | 047017200182 | LIFECO-UK Fire Pump Set, Electrical Motor and Diesel Engine Driven, Horizontal End Suction Type, Capacity 500 GPM @ 7 Bar with Jockey Pump, Common Controller DOL Starter and Standard Accessories, Excel Series, Standard Approved, LIFECO-UK,Model 500 EDJ-7 | 15431.8552 | 56712.0679
LIFECO-UK | LF-PMPSTDHES045 | 235005200002 | LIFECO-UK Fire Pump Set, Electrical Motor Driven, Horizontal End Suction Type, Capacity 500 GPM @ 7 Bar with Jockey Pump, Common Controller DOL Starter and Standard Accessories, Excel Series, Standard Approved, LIFECO-UK,Model 500 EJ-7 | 8967.5716 | 32955.8258
LIFECO-UK | LF-PMPSTDHES046 | 047017200158 | LIFECO-UK Fire Pump Set, Electrical Motor and Diesel Engine Driven, Horizontal End Suction Type, Capacity 500 GPM @ 8 Bar with Jockey Pump, Common Controller DOL Starter and Standard Accessories, Excel Series, Standard Approved, LIFECO-UK,Model 500 EDJ-8 | 17137.6018 | 62980.6867
LIFECO-UK | LF-PMPSTDHES047 | 105006200026 | LIFECO-UK Fire Pump Set, Electrical Motor Driven, Horizontal End Suction Type, Capacity 500 GPM @ 8 Bar with Jockey Pump, Common Controller DOL Starter and Standard Accessories, Excel Series, Standard Approved, LIFECO-UK,Model 500 EJ-8 | 11166.1063 | 41035.4406
LIFECO-UK | LF-PMPSTDHES048 | 102013200006 | LIFECO-UK Fire Pump Set, Diesel Engine Driven, Horizontal End Suction Type, Capacity 500 GPM @ 8 Bar with Jockey Pump, Common Controller DOL Starter and Standard Accessories, Excel Series, Standard Approved, LIFECO-UK,Model 500 DJ-8 | 10829.7738 | 39799.4186
LIFECO-UK | LF-PMPSTDHES049 | 126064200073 | LIFECO-UK Fire Pump Set, Electrical Motor and Diesel Engine Driven, Horizontal End Suction Type, Capacity 500 GPM @ 9 Bar with Jockey Pump, Common Controller DOL Starter and Standard Accessories, Excel Series, Standard Approved, LIFECO-UK,Model 500 EDJ-9 | 19303.8723 | 70941.7307
LIFECO-UK | LF-PMPSTDHES050 | 047017200123 | LIFECO-UK Fire Pump Set, Electrical Motor and Diesel Engine Driven, Horizontal End Suction Type, Capacity 500 GPM @ 10 Bar with Jockey Pump, Common Controller (Electric-Star Delta & Jockey-DOL Starter) and Standard Accessories, Excel Series, Standard Approved, LIFECO-UK,Model 500 EDJ-10 | 22537.2247 | 82824.3009
LIFECO-UK | LF-PMPSTDHES051 | 047017200124 | LIFECO-UK Fire Pump Set, Electrical Motor and Diesel Engine Driven, Horizontal End Suction Type, Capacity 500 GPM @ 11 Bar with Jockey Pump, Common Controller (Electric-Star Delta & Jockey-DOL Starter) and Standard Accessories, Excel Series, Standard Approved, LIFECO-UK,Model 500 EDJ-11 | 22736.4193 | 83556.341
LIFECO-UK | LF-PMPSTDHES052 | 047017200125 | LIFECO-UK Fire Pump Set, Electrical Motor and Diesel Engine Driven, Horizontal End Suction Type, Capacity 500 GPM @ 12 Bar with Jockey Pump, Common Controller (Electric-Star Delta & Jockey-DOL Starter) and Standard Accessories, Excel Series, Standard Approved, LIFECO-UK,Model 500 EDJ-12 | 24693.2579 | 90747.7229
LIFECO-UK | LF-PMPSTDHES053 | 047017900017 | LIFECO-UK Fire Pump Set, Electrical Motor and Diesel Engine Driven, Horizontal End Suction Type, Capacity 500 GPM @ 13 Bar with Jockey Pump, Common Controller (Electric-Star Delta & Jockey-DOL Starter) and Standard Accessories, Excel Series, Standard Approved, LIFECO-UK,Model 500 EDJ-13 | 27833.816 | 102289.2738
750 GPM Models
LIFECO-UK | LF-PMPSTDHES054 | 047017200135 | LIFECO-UK Fire Pump Set, Electrical Motor and Diesel Engine Driven, Horizontal End Suction Type, Capacity 750 GPM @ 7 Bar with Jockey Pump, Common Controller (Electric-Star Delta & Jockey-DOL Starter) and Standard Accessories, Excel Series, Standard Approved, LIFECO-UK,Model 750 EDJ-7 | 21466.4152 | 78889.076
LIFECO-UK | LF-PMPSTDHES055 | 126064200074 | LIFECO-UK Fire Pump Set, Electrical Motor Driven, Horizontal End Suction Type, Capacity 750 GPM @ 7 Bar with Jockey Pump, Common Controller (Electric-Star Delta & Jockey-DOL Starter) and Standard Accessories, Excel Series, Standard Approved, LIFECO-UK,Model 750 EJ-7 | 12146.7536 | 44639.3195
LIFECO-UK | LF-PMPSTDHES056 | 047020200013 | LIFECO-UK Fire Pump Set, Diesel Engine Driven, Horizontal End Suction Type, Capacity 750 GPM @ 7 Bar with Jockey Pump, Common Controller DOL Starter and Standard Accessories, Excel Series, Standard Approved, LIFECO-UK,Model 750 DJ-7 | 12043.2579 | 44258.9729
LIFECO-UK | LF-PMPSTDHES057 | 047017200136 | LIFECO-UK Fire Pump Set, Electrical Motor and Diesel Engine Driven, Horizontal End Suction Type, Capacity 750 GPM @ 8 Bar with Jockey Pump, Common Controller (Electric-Star Delta & Jockey-DOL Starter) and Standard Accessories, Excel Series, Standard Approved, LIFECO-UK,Model 750 EDJ-8 | 22084.2604 | 81159.6571
LIFECO-UK | LF-PMPSTDHES058 | 047020200014 | LIFECO-UK Fire Pump Set, Diesel Engine Driven, Horizontal End Suction Type, Capacity 750 GPM @ 8 Bar with Jockey Pump, Common Controller DOL Starter and Standard Accessories, Excel Series, Standard Approved, LIFECO-UK,Model 750 DJ-8 | 14553.2155 | 53483.0671
LIFECO-UK | LF-PMPSTDHES059 | 047017200137 | LIFECO-UK Fire Pump Set, Electrical Motor and Diesel Engine Driven, Horizontal End Suction Type, Capacity 750 GPM @ 9 Bar with Jockey Pump, Common Controller (Electric-Star Delta & Jockey-DOL Starter) and Standard Accessories, Excel Series, Standard Approved, LIFECO-UK,Model 750 EDJ-9 | 22700.1923 | 83423.2067
LIFECO-UK | LF-PMPSTDHES060 | 047020200024 | LIFECO-UK Fire Pump Set, Diesel Engine Driven, Horizontal End Suction Type, Capacity 750 GPM at 9 Bar with Jockey Pump, Controller and Standard Accessories Excel Series, Standard Approved, LIFECO-UK, Model 750 DJ-9 | 15327.1698 | 56327.3492
LIFECO-UK | LF-PMPSTDHES061 | 047017200131 | LIFECO-UK Fire Pump Set, Electrical Motor and Diesel Engine Driven, Horizontal End Suction Type, Capacity 750 GPM @ 10 Bar with Jockey Pump, Common Controller (Electric-Star Delta & Jockey-DOL Starter) and Standard Accessories, Excel Series, Standard Approved, LIFECO-UK,Model 750 EDJ-10 | 27772.7602 | 102064.8937
LIFECO-UK | LF-PMPSTDHES062 | 047020200025 | LIFECO-UK Fire Pump Set, Diesel Engine Driven, Horizontal End Suction Type, Capacity 750 GPM at 10 Bar with Jockey Pump with Controller and Standard Accessories Excel Series, Standard Approved, LIFECO-UK,Model 750 DJ-10 | 18171.7345 | 66781.1244
LIFECO-UK | LF-PMPSTDHES063 | 047013200022 | LIFECO-UK Fire Pump Set, Electrical Motor Driven, Horizontal End Suction Type, Capacity 750 GPM at 10 Bar with Jockey Pump, Controller Star Delta and Standard Accessories Excel Series, Standard Approved, LIFECO-UK,Model 750 EJ-10 | 14100.0754 | 51817.7771
LIFECO-UK | LF-PMPSTDHES064 | 102002200084 | LIFECO-UK Fire Pump Set, Electrical Motor and Diesel Engine Driven, Horizontal End Suction Type, Capacity 750 GPM @ 11 Bar with Jockey Pump, Common Controller (Electric-Star Delta & Jockey-DOL Starter) and Standard Accessories, Excel Series, Standard Approved, LIFECO-UK,Model 750 EDJ-11 | 27772.7602 | 102064.8937
LIFECO-UK | LF-PMPSTDHES065 | 047017200132 | LIFECO-UK Fire Pump Set, Electrical Motor and Diesel Engine Driven, Horizontal End Suction Type, Capacity 750 GPM @ 12 Bar with Jockey Pump, Common Controller (Electric-Star Delta & Jockey-DOL Starter) and Standard Accessories, Excel Series, Standard Approved, LIFECO-UK,Model 750 EDJ-12 | 31165.1735 | 114532.0124
LIFECO-UK | LF-PMPSTDHES066 | 047017900052 | LIFECO-UK Fire Pump Set, Electrical Motor and Diesel Engine Driven, Horizontal End Suction Type, Capacity 750 GPM @ 13 Bar with Jockey Pump, Common Controller (Electric-Star Delta & Jockey-DOL Starter) and Standard Accessories, Excel Series, Standard Approved, LIFECO-UK,Model 750 EDJ-13 | 31165.1735 | 114532.0124
1000 GPM Models
LIFECO-UK | LF-PMPSTDHES067 | 047017200095 | LIFECO-UK Fire Pump Set, Electrical Motor and Diesel Engine Driven, Horizontal End Suction Type, Capacity 1000 GPM @ 7 Bar with Jockey Pump, Common Controller (Electric-Star Delta & Jockey-DOL Starter) and Standard Accessories, Excel Series, Standard Approved, LIFECO-UK,Model 1000 EDJ-7 | 24477.273 | 89953.9783
LIFECO-UK | LF-PMPSTDHES068 | 047017200096 | LIFECO-UK Fire Pump Set, Electrical Motor and Diesel Engine Driven, Horizontal End Suction Type, Capacity 1000 GPM @ 8 Bar with Jockey Pump, Common Controller (Electric-Star Delta & Jockey-DOL Starter) and Standard Accessories, Excel Series, Standard Approved, LIFECO-UK,Model 1000 EDJ-8 | 28085.6712 | 103214.8416
LIFECO-UK | LF-PMPSTDHES069 | 102002200011 | LIFECO-UK Fire Pump Set, Electrical Motor and Diesel Engine Driven, Horizontal End Suction Type, Capacity 1000 GPM @ 9 Bar with Jockey Pump, Common Controller (Electric-Star Delta & Jockey-DOL Starter) and Standard Accessories, Excel Series, Standard Approved, LIFECO-UK,Model 1000 EDJ-9 | 31091.1433 | 114259.9516
LIFECO-UK | LF-PMPSTDHES070 | 047017200090 | LIFECO-UK Fire Pump Set, Electrical Motor and Diesel Engine Driven, Horizontal End Suction Type, Capacity 1000 GPM @ 10 Bar with Jockey Pump, Common Controller (Electric-Star Delta & Jockey-DOL Starter) and Standard Accessories, Excel Series, Standard Approved, LIFECO-UK,Model 1000 EDJ-10 | 32397.7376 | 119061.6855
LIFECO-UK | LF-PMPSTDHES071 | 235003200059 | LIFECO-UK Fire Pump Set, Electrical Motor and Diesel Engine Driven, Horizontal End Suction Type, Capacity 1000 GPM @ 11 Bar with Jockey Pump, Common Controller (Electric-Star Delta & Jockey-DOL Starter) and Standard Accessories, Excel Series, Standard Approved, LIFECO-UK,Model 1000 EDJ-11 | 35980.9502 | 132229.9921
LIFECO-UK | LF-PMPSTDHES072 | 126064200075 | LIFECO-UK Fire Pump Set, Electrical Motor and Diesel Engine Driven, Horizontal End Suction Type, Capacity 1000 GPM @ 12 Bar with Jockey Pump, Common Controller (Electric-Star Delta & Jockey-DOL Starter) and Standard Accessories, Excel Series, Standard Approved, LIFECO-UK,Model 1000 EDJ-12 | 36032.8477 | 132420.7152
LIFECO-UK | LF-PMPSTDHES073 | 126064200076 | LIFECO-UK Fire Pump Set, Electrical Motor and Diesel Engine Driven, Horizontal End Suction Type, Capacity 1000 GPM @ 13 Bar with Jockey Pump, Common Controller (Electric-Star Delta & Jockey-DOL Starter) and Standard Accessories, Excel Series, Standard Approved, LIFECO-UK,Model 1000 EDJ-13 | 36881.5234 | 135539.5984
1250 GPM Models
LIFECO-UK | LF-PMPSTDHES074 | 047017200103 | LIFECO-UK Fire Pump Set, Electrical Motor and Diesel Engine Driven, Horizontal End Suction Type, Capacity 1250 GPM @ 7 Bar with Jockey Pump, Common Controller (Electric-Star Delta & Jockey-DOL Starter) and Standard Accessories, Excel Series, Standard Approved, LIFECO-UK,Model 1250 EDJ-7 | 28720.6516 | 105548.3946
LIFECO-UK | LF-PMPSTDHES075 | 235003200035 | LIFECO-UK Fire Pump Set, Electrical Motor and Diesel Engine Driven, Horizontal End Suction Type, Capacity 1250 GPM @ 8 Bar with Jockey Pump, Common Controller (Electric-Star Delta & Jockey-DOL Starter) and Standard Accessories, Excel Series, Standard Approved, LIFECO-UK,Model 1250 EDJ-8 | 32135.1976 | 118096.8511
LIFECO-UK | LF-PMPSTDHES076 | 047017200098 | LIFECO-UK Fire Pump Set, Electrical Motor and Diesel Engine Driven, Horizontal End Suction Type, Capacity 1250 GPM @ 9 Bar with Jockey Pump, Common Controller (Electric-Star Delta & Jockey-DOL Starter) and Standard Accessories, Excel Series, Standard Approved, LIFECO-UK,Model 1250 EDJ-9 | 37089.8763 | 136305.2955
LIFECO-UK | LF-PMPSTDHES077 | 235003200061 | LIFECO-UK Fire Pump Set, Electrical Motor and Diesel Engine Driven, Horizontal End Suction Type, Capacity 1250 GPM @ 10 Bar with Jockey Pump, Common Controller (Electric-Star Delta & Jockey-DOL Starter) and Standard Accessories, Excel Series, Standard Approved, LIFECO-UK,Model 1250 EDJ-10 | 48344.7511 | 177666.9604
LIFECO-UK | LF-PMPSTDHES078 | 102002200017 | LIFECO-UK Fire Pump Set, Electrical Motor and Diesel Engine Driven, Horizontal End Suction Type, Capacity 1250 GPM @ 11 Bar with Jockey Pump, Common Controller (Electric-Star Delta & Jockey-DOL Starter) and Standard Accessories, Excel Series, Standard Approved, LIFECO-UK,Model 1250 EDJ-11 | 48401.991 | 177877.3167
LIFECO-UK | LF-PMPSTDHES079 | 047017200099 | LIFECO-UK Fire Pump Set, Electrical Motor and Diesel Engine Driven, Horizontal End Suction Type, Capacity 1250 GPM @ 12 Bar with Jockey Pump, Common Controller (Electric-Star Delta & Jockey-DOL Starter) and Standard Accessories, Excel Series, Standard Approved, LIFECO-UK,Model 1250 EDJ-12 | 51274.0129 | 188431.9976
1500 GPM Models
LIFECO-UK | LF-PMPSTDHES080 | 235003200062 | LIFECO-UK Fire Pump Set, Electrical Motor and Diesel Engine Driven, Horizontal End Suction Type, Capacity 1500 GPM @ 7 Bar with Jockey Pump, Common Controller (Electric-Star Delta & Jockey-DOL Starter) and Standard Accessories, Excel Series, Standard Approved, LIFECO-UK,Model 1500 EDJ-7 | 37709.5928 | 138582.7534
LIFECO-UK | LF-PMPSTDHES081 | 235003200063 | LIFECO-UK Fire Pump Set, Electrical Motor and Diesel Engine Driven, Horizontal End Suction Type, Capacity 1500 GPM @ 8 Bar with Jockey Pump, Common Controller (Electric-Star Delta & Jockey-DOL Starter) and Standard Accessories, Excel Series, Standard Approved, LIFECO-UK,Model 1500 EDJ-8 | 41363.7828 | 152011.9018
LIFECO-UK | LF-PMPSTDHES082 | 235003200064 | LIFECO-UK Fire Pump Set, Electrical Motor and Diesel Engine Driven, Horizontal End Suction Type, Capacity 1500 GPM @ 9 Bar with Jockey Pump, Common Controller (Electric-Star Delta & Jockey-DOL Starter) and Standard Accessories, Excel Series, Standard Approved, LIFECO-UK,Model 1500 EDJ-9 | 43099.2941 | 158389.9059
LIFECO-UK | LF-PMPSTDHES083 | 235003200065 | LIFECO-UK Fire Pump Set, Electrical Motor and Diesel Engine Driven, Horizontal End Suction Type, Capacity 1500 GPM @ 10 Bar with Jockey Pump, Common Controller (Electric-Star Delta & Jockey-DOL Starter) and Standard Accessories, Excel Series, Standard Approved, LIFECO-UK,Model 1500 EDJ-10 | 54675.4751 | 200932.371

## UL Electric Split Case 50Hz
UL Electric Split Case 50Hz
Item of | LIFECO-UK Item Code | Supplier Item Code | Description | LIFECO-UK GP (USD) | LIFECO-UK GP (AED)
LIFECO-UK |  | 231007200579 | LIFECO-UK-UL Listed Split Case (GMS 150-28SM) Electric Motor Driven Skid Pump 150 GPM @ 6.96 Bar Coupled with UL Listed ODP Motor 2900 RPM. Suction and Discharge Pressure Gauges, Air Release Valve and Casing Relief Valve are included. | 10906.5705 | 40081.6466
LIFECO-UK |  | 231007200580 | LIFECO-UK-UL Listed Split Case (GMS 150-28SM) Electric Motor Driven Skid Pump 150 GPM @ 8 Bar Coupled with UL Listed ODP Motor. Suction and Discharge Pressure Gauges, Air Release Valve and Casing Relief Valve are included. | 11636.3782 | 42763.6899
LIFECO-UK |  | 231007200581 | LIFECO-UK-UL Listed Split Case (GMS 150-28SM) Electric Motor Driven Skid Pump 150 GPM @ 9 Bar Coupled with UL Listed ODP Motor. Suction and Discharge Pressure Gauges, Air Release Valve and Casing Relief Valve are included. | 11636.3782 | 42763.6899
LIFECO-UK |  | 231007200582 | LIFECO-UK-UL Listed Split Case (GMS 150-28SM) Electric Motor Driven Skid Pump 150 GPM @ 10 Bar Coupled with UL Listed ODP Motor. Suction and Discharge Pressure Gauges, Air Release Valve and Casing Relief Valve are included. | 12851.3635 | 47228.7607
LIFECO-UK |  | 231007200583 | LIFECO-UK-UL Listed Split Case (GMS 150-28SM) Electric Motor Driven Skid Pump 150 GPM @ 11 Bar Coupled with UL Listed ODP Motor. Suction and Discharge Pressure Gauges, Air Release Valve and Casing Relief Valve are included. | 13594.6955 | 49960.506
LIFECO-UK |  | 231007200584 | LIFECO-UK-UL Listed Split Case (GMS 150-35SM) Electric Motor Driven Skid Pump 150 GPM @ 12 Bar Coupled with UL Listed ODP Motor. Suction and Discharge Pressure Gauges, Air Release Valve and Casing Relief Valve are included. | 15082.6923 | 55428.8942
LIFECO-UK |  | 231007200585 | LIFECO-UK-UL Listed Split Case (GMS 150-35SM) Electric Motor Driven Skid Pump 150 GPM @ 13 Bar Coupled with UL Listed ODP Motor. Suction and Discharge Pressure Gauges, Air Release Valve and Casing Relief Valve are included. | 16055.7692 | 59004.9519
LIFECO-UK |  | 231007200586 | LIFECO-UK-UL Listed Split Case (GMS 150-35SM) Electric Motor Driven Skid Pump 150 GPM @ 14 Bar Coupled with UL Listed ODP Motor. Suction and Discharge Pressure Gauges, Air Release Valve and Casing Relief Valve are included. | 16217.9487 | 59600.9615
LIFECO-UK |  | 231007200587 | LIFECO-UK-UL Listed Split Case (GMS 150-40SM) Electric Motor Driven Skid Pump 150 GPM @ 15 Bar Coupled with UL Listed ODP Motor. Suction and Discharge Pressure Gauges, Air Release Valve and Casing Relief Valve are included. | 24245.8333 | 89103.4375
LIFECO-UK |  | 231007200588 | LIFECO-UK-UL Listed Split Case (GMS 150-40SM) Electric Motor Driven Skid Pump 150 GPM @ 16 Bar Coupled with UL Listed ODP Motor. Suction and Discharge Pressure Gauges, Air Release Valve and Casing Relief Valve are included. | 24245.8333 | 89103.4375
LIFECO-UK |  | 231007200589 | LIFECO-UK-UL Listed Split Case (GMS 150-40SM) Electric Motor Driven Skid Pump 150 GPM @ 17 Bar Coupled with UL Listed ODP Motor. Suction and Discharge Pressure Gauges, Air Release Valve and Casing Relief Valve are included. | 28057.0513 | 103109.6635
LIFECO-UK |  | 231007200590 | LIFECO-UK-UL Listed Split Case (GMS 150-40SM) Electric Motor Driven Skid Pump 150 GPM @ 18 Bar Coupled with UL Listed ODP Motor. Suction and Discharge Pressure Gauges, Air Release Valve and Casing Relief Valve are included. | 28057.0513 | 103109.6635
LIFECO-UK |  | 231007200591 | LIFECO-UK-UL Listed Split Case (GMS 150-40SM) Electric Motor Driven Skid Pump 150 GPM @ 19 Bar Coupled with UL Listed ODP Motor. Suction and Discharge Pressure Gauges, Air Release Valve and Casing Relief Valve are included. | 28057.0513 | 103109.6635
LIFECO-UK |  | 231007200592 | LIFECO-UK-UL Listed Split Case (GMS 150-40SM) Electric Motor Driven Skid Pump 150 GPM @ 19.93 Bar Coupled with UL Listed ODP Motor. Suction and Discharge Pressure Gauges, Air Release Valve and Casing Relief Valve are included. | 28178.2064 | 103554.9086
LIFECO-UK |  | 231007200593 | LIFECO-UK-UL Listed Split Case (GMS 200-28SM) Electric Motor Driven Skid Pump 200 GPM @ 6.96 Bar Coupled with UL Listed ODP Motor. Suction and Discharge Pressure Gauges, Air Release Valve and Casing Relief Valve are included. | 10906.5705 | 40081.6466
LIFECO-UK |  | 231007200594 | LIFECO-UK-UL Listed Split Case (GMS 200-28SM) Electric Motor Driven Skid Pump 200 GPM @ 8 Bar Coupled with UL Listed ODP Motor. Suction and Discharge Pressure Gauges, Air Release Valve and Casing Relief Valve are included. | 11636.3782 | 42763.6899
LIFECO-UK |  | 231007200595 | LIFECO-UK-UL Listed Split Case (GMS 200-28SM) Electric Motor Driven Skid Pump 200 GPM @ 9 Bar Coupled with UL Listed ODP Motor. Suction and Discharge Pressure Gauges, Air Release Valve and Casing Relief Valve are included. | 11636.3782 | 42763.6899
LIFECO-UK |  | 231007200596 | LIFECO-UK-UL Listed Split Case (GMS 200-28SM) Electric Motor Driven Skid Pump 200 GPM @ 10 Bar Coupled with UL Listed ODP Motor. Suction and Discharge Pressure Gauges, Air Release Valve and Casing Relief Valve are included. | 12851.3635 | 47228.7607
LIFECO-UK |  | 231007200597 | LIFECO-UK-UL Listed Split Case (GMS 200-28SM) Electric Motor Driven Skid Pump 200 GPM @ 11 Bar Coupled with UL Listed ODP Motor. Suction and Discharge Pressure Gauges, Air Release Valve and Casing Relief Valve are included. | 13608.0365 | 50009.5343
LIFECO-UK |  | 231007200598 | LIFECO-UK-UL Listed Split Case (GMS 200-35SM) Electric Motor Driven Skid Pump 200 GPM @ 12 Bar Coupled with UL Listed ODP Motor. Suction and Discharge Pressure Gauges, Air Release Valve and Casing Relief Valve are included. | 15082.6923 | 55428.8942
LIFECO-UK |  | 231007200599 | LIFECO-UK-UL Listed Split Case (GMS 200-35SM) Electric Motor Driven Skid Pump 200 GPM @ 13 Bar Coupled with UL Listed ODP Motor. Suction and Discharge Pressure Gauges, Air Release Valve and Casing Relief Valve are included. | 16055.7692 | 59004.9519
LIFECO-UK |  | 231007200600 | LIFECO-UK-UL Listed Split Case (GMS 200-35SM) Electric Motor Driven Skid Pump 200 GPM @ 14 Bar Coupled with UL Listed ODP Motor. Suction and Discharge Pressure Gauges, Air Release Valve and Casing Relief Valve are included. | 16217.9487 | 59600.9615
LIFECO-UK |  | 231007200601 | LIFECO-UK-UL Listed Split Case (GMS 200-40SM) Electric Motor Driven Skid Pump 200 GPM @ 15 Bar Coupled with UL Listed ODP Motor. Suction and Discharge Pressure Gauges, Air Release Valve and Casing Relief Valve are included. | 24245.8333 | 89103.4375
LIFECO-UK |  | 231007200602 | LIFECO-UK-UL Listed Split Case (GMS 200-40SM) Electric Motor Driven Skid Pump 200 GPM @ 16 Bar Coupled with UL Listed ODP Motor. Suction and Discharge Pressure Gauges, Air Release Valve and Casing Relief Valve are included. | 24245.8333 | 89103.4375
LIFECO-UK |  | 231007200603 | LIFECO-UK-UL Listed Split Case (GMS 200-40SM) Electric Motor Driven Skid Pump 200 GPM @ 17 Bar Coupled with UL Listed ODP Motor. Suction and Discharge Pressure Gauges, Air Release Valve and Casing Relief Valve are included. | 28057.0513 | 103109.6635
LIFECO-UK |  | 231007200604 | LIFECO-UK-UL Listed Split Case (GMS 200-40SM) Electric Motor Driven Skid Pump 200 GPM @ 18 Bar Coupled with UL Listed ODP Motor. Suction and Discharge Pressure Gauges, Air Release Valve and Casing Relief Valve are included. | 28057.0513 | 103109.6635
LIFECO-UK |  | 231007200605 | LIFECO-UK-UL Listed Split Case (GMS 200-40SM) Electric Motor Driven Skid Pump 200 GPM @ 19 Bar Coupled with UL Listed ODP Motor. Suction and Discharge Pressure Gauges, Air Release Valve and Casing Relief Valve are included. | 28057.0513 | 103109.6635
LIFECO-UK |  | 231007200606 | LIFECO-UK-UL Listed Split Case (GMS 200-40SM) Electric Motor Driven Skid Pump 200 GPM @ 19.93 Bar Coupled with UL Listed ODP Motor. Suction and Discharge Pressure Gauges, Air Release Valve and Casing Relief Valve are included. | 28178.2064 | 103554.9086
LIFECO-UK |  | 231007200607 | LIFECO-UK-UL Listed Split Case (GMS 250-28SM) Electric Motor Driven Skid Pump 250 GPM @ 6.96 Bar Coupled with UL Listed ODP Motor. Suction and Discharge Pressure Gauges, Air Release Valve and Casing Relief Valve are included. | 10906.5705 | 40081.6466
LIFECO-UK |  | 231007200608 | LIFECO-UK-UL Listed Split Case (GMS 250-28SM) Electric Motor Driven Skid Pump 250 GPM @ 8 Bar Coupled with UL Listed ODP Motor. Suction and Discharge Pressure Gauges, Air Release Valve and Casing Relief Valve are included. | 11636.3782 | 42763.6899
LIFECO-UK |  | 231007200609 | LIFECO-UK-UL Listed Split Case (GMS 250-28SM) Electric Motor Driven Skid Pump 250 GPM @ 9 Bar Coupled with UL Listed ODP Motor. Suction and Discharge Pressure Gauges, Air Release Valve and Casing Relief Valve are included. | 12851.3635 | 47228.7607
LIFECO-UK |  | 231007200610 | LIFECO-UK-UL Listed Split Case (GMS 250-28SM) Electric Motor Driven Skid Pump 250 GPM @ 10 Bar Coupled with UL Listed ODP Motor. Suction and Discharge Pressure Gauges, Air Release Valve and Casing Relief Valve are included. | 13594.6955 | 49960.506
LIFECO-UK |  | 231007200611 | LIFECO-UK-UL Listed Split Case (GMS 250-28SM) Electric Motor Driven Skid Pump 250 GPM @ 11 Bar Coupled with UL Listed ODP Motor. Suction and Discharge Pressure Gauges, Air Release Valve and Casing Relief Valve are included. | 13683.7038 | 50287.6116
LIFECO-UK |  | 231007200612 | LIFECO-UK-UL Listed Split Case (GMS 250-35SM) Electric Motor Driven Skid Pump 250 GPM @ 12 Bar Coupled with UL Listed ODP Motor. Suction and Discharge Pressure Gauges, Air Release Valve and Casing Relief Valve are included. | 16055.7692 | 59004.9519
LIFECO-UK |  | 231007200613 | LIFECO-UK-UL Listed Split Case (GMS 250-35SM) Electric Motor Driven Skid Pump 250 GPM @ 13 Bar Coupled with UL Listed ODP Motor. Suction and Discharge Pressure Gauges, Air Release Valve and Casing Relief Valve are included. | 16055.7692 | 59004.9519
LIFECO-UK |  | 231007200614 | LIFECO-UK-UL Listed Split Case (GMS 250-35SM) Electric Motor Driven Skid Pump 250 GPM @ 14 Bar Coupled with UL Listed ODP Motor. Suction and Discharge Pressure Gauges, Air Release Valve and Casing Relief Valve are included. | 16217.9487 | 59600.9615
LIFECO-UK |  | 231007200615 | LIFECO-UK-UL Listed Split Case (GMS 250-40SM) Electric Motor Driven Skid Pump 250 GPM @ 15 Bar Coupled with UL Listed ODP Motor. Suction and Discharge Pressure Gauges, Air Release Valve and Casing Relief Valve are included. | 24245.8333 | 89103.4375
LIFECO-UK |  | 231007200616 | LIFECO-UK-UL Listed Split Case (GMS 250-40SM) Electric Motor Driven Skid Pump 250 GPM @ 16 Bar Coupled with UL Listed ODP Motor. Suction and Discharge Pressure Gauges, Air Release Valve and Casing Relief Valve are included. | 28057.0513 | 103109.6635
LIFECO-UK |  | 231007200617 | LIFECO-UK-UL Listed Split Case (GMS 250-40SM) Electric Motor Driven Skid Pump 250 GPM @ 17 Bar Coupled with UL Listed ODP Motor. Suction and Discharge Pressure Gauges, Air Release Valve and Casing Relief Valve are included. | 28057.0513 | 103109.6635
LIFECO-UK |  | 231007200618 | LIFECO-UK-UL Listed Split Case (GMS 250-40SM) Electric Motor Driven Skid Pump 250 GPM @ 18 Bar Coupled with UL Listed ODP Motor. Suction and Discharge Pressure Gauges, Air Release Valve and Casing Relief Valve are included. | 28057.0513 | 103109.6635
LIFECO-UK |  | 231007200619 | LIFECO-UK-UL Listed Split Case (GMS 250-40SM) Electric Motor Driven Skid Pump 250 GPM @ 19 Bar Coupled with UL Listed ODP Motor. Suction and Discharge Pressure Gauges, Air Release Valve and Casing Relief Valve are included. | 28057.0513 | 103109.6635
LIFECO-UK |  | 231007200620 | LIFECO-UK-UL Listed Split Case (GMS 200-40SM) Electric Motor Driven Skid Pump 200 GPM @ 19.86 Bar Coupled with UL Listed ODP Motor. Suction and Discharge Pressure Gauges, Air Release Valve and Casing Relief Valve are included. | 29273.3974 | 107579.7356
LIFECO-UK |  | 231007200621 | LIFECO-UK-UL Listed Split Case (GMS 300-28SM) Electric Motor Driven Skid Pump 300 GPM @ 6.9 Bar Coupled with UL Listed ODP Motor. Suction and Discharge Pressure Gauges, Air Release Valve and Casing Relief Valve are included. | 11636.3782 | 42763.6899
LIFECO-UK |  | 231007200622 | LIFECO-UK-UL Listed Split Case (GMS 300-28SM) Electric Motor Driven Skid Pump 300 GPM @ 8 Bar Coupled with UL Listed ODP Motor. Suction and Discharge Pressure Gauges, Air Release Valve and Casing Relief Valve are included. | 11636.3782 | 42763.6899
LIFECO-UK |  | 231007200623 | LIFECO-UK-UL Listed Split Case (GMS 300-28SM) Electric Motor Driven Skid Pump 300 GPM @ 9 Bar Coupled with UL Listed ODP Motor. Suction and Discharge Pressure Gauges, Air Release Valve and Casing Relief Valve are included. | 13789.6381 | 50676.9199
LIFECO-UK |  | 231007200624 | LIFECO-UK-UL Listed Split Case (GMS 300-28SM) Electric Motor Driven Skid Pump 300 GPM @ 10 Bar Coupled with UL Listed ODP Motor. Suction and Discharge Pressure Gauges, Air Release Valve and Casing Relief Valve are included. | 13986.3731 | 51399.9211
LIFECO-UK |  | 231007200625 | LIFECO-UK-UL Listed Split Case (GMS 300-28SM) Electric Motor Driven Skid Pump 300 GPM @ 11 Bar Coupled with UL Listed ODP Motor. Suction and Discharge Pressure Gauges, Air Release Valve and Casing Relief Valve are included. | 15339.7821 | 56373.699
LIFECO-UK |  | 231007200626 | LIFECO-UK-UL Listed Split Case (GMS 300-35SM) Electric Motor Driven Skid Pump 300 GPM @ 12 Bar Coupled with UL Listed ODP Motor. Suction and Discharge Pressure Gauges, Air Release Valve and Casing Relief Valve are included. | 16399.1244 | 60266.782
LIFECO-UK |  | 231007200627 | LIFECO-UK-UL Listed Split Case (GMS 300-35SM) Electric Motor Driven Skid Pump 300 GPM @ 13 Bar Coupled with UL Listed ODP Motor. Suction and Discharge Pressure Gauges, Air Release Valve and Casing Relief Valve are included. | 17515.3846 | 64369.0385
LIFECO-UK |  | 231007200628 | LIFECO-UK-UL Listed Split Case (GMS 300-35SM) Electric Motor Driven Skid Pump 300 GPM @ 14 Bar Coupled with UL Listed ODP Motor. Suction and Discharge Pressure Gauges, Air Release Valve and Casing Relief Valve are included. | 17677.5641 | 64965.0481
LIFECO-UK |  | 231007200629 | LIFECO-UK-UL Listed Split Case (GMS 300-40SM) Electric Motor Driven Skid Pump 300 GPM @ 15 Bar Coupled with UL Listed ODP Motor. Suction and Discharge Pressure Gauges, Air Release Valve and Casing Relief Valve are included. | 24245.8333 | 89103.4375
LIFECO-UK |  | 231007200630 | LIFECO-UK-UL Listed Split Case (GMS 300-40SM) Electric Motor Driven Skid Pump 300 GPM @ 16 Bar Coupled with UL Listed ODP Motor. Suction and Discharge Pressure Gauges, Air Release Valve and Casing Relief Valve are included. | 28057.0513 | 103109.6635
LIFECO-UK |  | 231007200631 | LIFECO-UK-UL Listed Split Case (GMS 300-40SM) Electric Motor Driven Skid Pump 300 GPM @ 17 Bar Coupled with UL Listed ODP Motor. Suction and Discharge Pressure Gauges, Air Release Valve and Casing Relief Valve are included. | 28057.0513 | 103109.6635
LIFECO-UK |  | 231007200632 | LIFECO-UK-UL Listed Split Case (GMS 300-40SM) Electric Motor Driven Skid Pump 300 GPM @ 18 Bar Coupled with UL Listed ODP Motor. Suction and Discharge Pressure Gauges, Air Release Valve and Casing Relief Valve are included. | 28057.0513 | 103109.6635
LIFECO-UK |  | 231007200633 | LIFECO-UK-UL Listed Split Case (GMS 300-40SM) Electric Motor Driven Skid Pump 300 GPM @ 19 Bar Coupled with UL Listed ODP Motor. Suction and Discharge Pressure Gauges, Air Release Valve and Casing Relief Valve are included. | 28057.0513 | 103109.6635
LIFECO-UK |  | 231007200634 | LIFECO-UK-UL Listed Split Case (GMS 300-40SM) Electric Motor Driven Skid Pump 300 GPM @ 19.72 Bar Coupled with UL Listed ODP Motor. Suction and Discharge Pressure Gauges, Air Release Valve and Casing Relief Valve are included. | 29273.3974 | 107579.7356
LIFECO-UK |  | 231007200635 | LIFECO-UK-UL Listed Split Case (GMS 400-28SM) Electric Motor Driven Skid Pump 400 GPM @ 6.76 Bar Coupled with UL Listed ODP Motor. Suction and Discharge Pressure Gauges, Air Release Valve and Casing Relief Valve are included. | 11636.3782 | 42763.6899
LIFECO-UK |  | 231007200636 | LIFECO-UK-UL Listed Split Case (GMS 400-28SM) Electric Motor Driven Skid Pump 400 GPM @ 7 Bar Coupled with UL Listed ODP Motor. Suction and Discharge Pressure Gauges, Air Release Valve and Casing Relief Valve are included. | 12927.0308 | 47506.8381
LIFECO-UK |  | 231007200637 | LIFECO-UK-UL Listed Split Case (GMS 400-28SM) Electric Motor Driven Skid Pump 400 GPM @ 8 Bar Coupled with UL Listed ODP Motor. Suction and Discharge Pressure Gauges, Air Release Valve and Casing Relief Valve are included. | 13154.0327 | 48341.0701
LIFECO-UK |  | 231007200638 | LIFECO-UK-UL Listed Split Case (GMS 400-28SM) Electric Motor Driven Skid Pump 400 GPM @ 9 Bar Coupled with UL Listed ODP Motor. Suction and Discharge Pressure Gauges, Air Release Valve and Casing Relief Valve are included. | 13986.3731 | 51399.9211
LIFECO-UK |  | 231007200639 | LIFECO-UK-UL Listed Split Case (GMS 400-28SM) Electric Motor Driven Skid Pump 400 GPM @ 10 Bar Coupled with UL Listed ODP Motor. Suction and Discharge Pressure Gauges, Air Release Valve and Casing Relief Valve are included. | 15642.4513 | 57486.0085
LIFECO-UK |  | 231007200640 | LIFECO-UK-UL Listed Split Case (GMS 400-28SM) Electric Motor Driven Skid Pump 400 GPM @ 11 Bar Coupled with UL Listed ODP Motor. Suction and Discharge Pressure Gauges, Air Release Valve and Casing Relief Valve are included. | 15869.4532 | 58320.2405
LIFECO-UK |  | 231007200641 | LIFECO-UK-UL Listed Split Case (GMS 400-35SM) Electric Motor Driven Skid Pump 400 GPM @ 12 Bar Coupled with UL Listed ODP Motor. Suction and Discharge Pressure Gauges, Air Release Valve and Casing Relief Valve are included. | 17515.3846 | 64369.0385
LIFECO-UK |  | 231007200642 | LIFECO-UK-UL Listed Split Case (GMS 400-35SM) Electric Motor Driven Skid Pump 400 GPM @ 13 Bar Coupled with UL Listed ODP Motor. Suction and Discharge Pressure Gauges, Air Release Valve and Casing Relief Valve are included. | 17515.3846 | 64369.0385
LIFECO-UK |  | 231007200643 | LIFECO-UK-UL Listed Split Case (GMS 400-35SM) Electric Motor Driven Skid Pump 400 GPM @ 14 Bar Coupled with UL Listed ODP Motor. Suction and Discharge Pressure Gauges, Air Release Valve and Casing Relief Valve are included. | 17737.9795 | 65187.0746
LIFECO-UK |  | 231007200644 | LIFECO-UK-UL Listed Split Case (GMS 400-40SM) Electric Motor Driven Skid Pump 400 GPM @ 15 Bar Coupled with UL Listed ODP Motor. Suction and Discharge Pressure Gauges, Air Release Valve and Casing Relief Valve are included. | 24245.8333 | 89103.4375
LIFECO-UK |  | 231007200645 | LIFECO-UK-UL Listed Split Case (GMS 400-40SM) Electric Motor Driven Skid Pump 400 GPM @ 16 Bar Coupled with UL Listed ODP Motor. Suction and Discharge Pressure Gauges, Air Release Valve and Casing Relief Valve are included. | 28057.0513 | 103109.6635
LIFECO-UK |  | 231007200646 | LIFECO-UK-UL Listed Split Case (GMS 400-40SM) Electric Motor Driven Skid Pump 400 GPM @ 17 Bar Coupled with UL Listed ODP Motor. Suction and Discharge Pressure Gauges, Air Release Valve and Casing Relief Valve are included. | 28057.0513 | 103109.6635
LIFECO-UK |  | 231007200647 | LIFECO-UK-UL Listed Split Case (GMS 400-40SM) Electric Motor Driven Skid Pump 400 GPM @ 18 Bar Coupled with UL Listed ODP Motor. Suction and Discharge Pressure Gauges, Air Release Valve and Casing Relief Valve are included. | 28057.0513 | 103109.6635
LIFECO-UK |  | 231007200648 | LIFECO-UK-UL Listed Split Case (GMS 400-40SM) Electric Motor Driven Skid Pump 400 GPM @ 19 Bar Coupled with UL Listed ODP Motor. Suction and Discharge Pressure Gauges, Air Release Valve and Casing Relief Valve are included. | 29273.3974 | 107579.7356
LIFECO-UK |  | 231007200649 | LIFECO-UK-UL Listed Split Case (GMS 400-40SM) Electric Motor Driven Skid Pump 400 GPM @ 19.65 Bar Coupled with UL Listed ODP Motor. Suction and Discharge Pressure Gauges, Air Release Valve and Casing Relief Valve are included. | 29273.3974 | 107579.7356
LIFECO-UK |  | 231007200650 | LIFECO-UK-UL Listed Split Case (GMS 450-28SM) Electric Motor Driven Skid Pump 450 GPM @ 6.62 Bar Coupled with UL Listed ODP Motor. Suction and Discharge Pressure Gauges, Air Release Valve and Casing Relief Valve are included. | 12927.0308 | 47506.8381
LIFECO-UK |  | 231007200651 | LIFECO-UK-UL Listed Split Case (GMS 450-28SM) Electric Motor Driven Skid Pump 450 GPM @ 7 Bar Coupled with UL Listed ODP Motor. Suction and Discharge Pressure Gauges, Air Release Valve and Casing Relief Valve are included. | 13154.0327 | 48341.0701
LIFECO-UK |  | 231007200652 | LIFECO-UK-UL Listed Split Case (GMS 450-28SM) Electric Motor Driven Skid Pump 450 GPM @ 8 Bar Coupled with UL Listed ODP Motor. Suction and Discharge Pressure Gauges, Air Release Valve and Casing Relief Valve are included. | 13986.3731 | 51399.9211
LIFECO-UK |  | 231007200653 | LIFECO-UK-UL Listed Split Case (GMS 450-28SM) Electric Motor Driven Skid Pump 450 GPM @ 9 Bar Coupled with UL Listed ODP Motor. Suction and Discharge Pressure Gauges, Air Release Valve and Casing Relief Valve are included. | 14289.0423 | 52512.2305
LIFECO-UK |  | 231007200654 | LIFECO-UK-UL Listed Split Case (GMS 450-28SM) Electric Motor Driven Skid Pump 450 GPM @ 10 Bar Coupled with UL Listed ODP Motor. Suction and Discharge Pressure Gauges, Air Release Valve and Casing Relief Valve are included. | 15642.4513 | 57486.0085
LIFECO-UK |  | 231007200655 | LIFECO-UK-UL Listed Split Case (GMS 450-28SM) Electric Motor Driven Skid Pump 450 GPM @ 11 Bar Coupled with UL Listed ODP Motor. Suction and Discharge Pressure Gauges, Air Release Valve and Casing Relief Valve are included. | 15869.4532 | 58320.2405
LIFECO-UK |  | 231007200656 | LIFECO-UK-UL Listed Split Case (GMS 450-37SM-2G) Electric Motor Driven Skid Pump 450 GPM @ 15.17 Bar Coupled with UL Listed ODP Motor. Suction and Discharge Pressure Gauges, Air Release Valve and Casing Relief Valve are included. | 22615.9295 | 83113.5409
LIFECO-UK |  | 231007200657 | LIFECO-UK-UL Listed Split Case (GMS 450-37SM-2G) Electric Motor Driven Skid Pump 450 GPM @ 16 Bar Coupled with UL Listed ODP Motor. Suction and Discharge Pressure Gauges, Air Release Valve and Casing Relief Valve are included. | 22615.9295 | 83113.5409
LIFECO-UK |  | 231007200658 | LIFECO-UK-UL Listed Split Case (GMS 450-37SM-2G) Electric Motor Driven Skid Pump 450 GPM @ 17 Bar Coupled with UL Listed ODP Motor. Suction and Discharge Pressure Gauges, Air Release Valve and Casing Relief Valve are included. | 27165.0641 | 99831.6106
LIFECO-UK |  | 231007200659 | LIFECO-UK-UL Listed Split Case (GMS 450-37SM-2G) Electric Motor Driven Skid Pump 450 GPM @ 18 Bar Coupled with UL Listed ODP Motor. Suction and Discharge Pressure Gauges, Air Release Valve and Casing Relief Valve are included. | 27165.0641 | 99831.6106
LIFECO-UK |  | 231007200660 | LIFECO-UK-UL Listed Split Case (GMS 450-37SM-2G) Electric Motor Driven Skid Pump 450 GPM @ 19 Bar Coupled with UL Listed ODP Motor. Suction and Discharge Pressure Gauges, Air Release Valve and Casing Relief Valve are included. | 27165.0641 | 99831.6106
LIFECO-UK |  | 231007200661 | LIFECO-UK-UL Listed Split Case (GMS 450-37SM-2G) Electric Motor Driven Skid Pump 450 GPM @ 20.2 Bar Coupled with UL Listed ODP Motor. Suction and Discharge Pressure Gauges, Air Release Valve and Casing Relief Valve are included. | 28381.4103 | 104301.6827
LIFECO-UK |  | 231007200662 | LIFECO-UK-UL Listed Split Case (GMS 500-28SM) Electric Motor Driven Skid Pump 500 GPM @ 6.48 Bar Coupled with UL Listed ODP Motor. Suction and Discharge Pressure Gauges, Air Release Valve and Casing Relief Valve are included. | 15802.3885 | 58073.7776
LIFECO-UK |  | 231007200663 | LIFECO-UK-UL Listed Split Case (GMS 500-28SM) Electric Motor Driven Skid Pump 500 GPM @ 7 Bar Coupled with UL Listed ODP Motor. Suction and Discharge Pressure Gauges, Air Release Valve and Casing Relief Valve are included. | 16029.3904 | 58908.0097
LIFECO-UK |  | 231007200664 | LIFECO-UK-UL Listed Split Case (GMS 500-28SM) Electric Motor Driven Skid Pump 500 GPM @ 8 Bar Coupled with UL Listed ODP Motor. Suction and Discharge Pressure Gauges, Air Release Valve and Casing Relief Valve are included. | 16105.0577 | 59186.087
LIFECO-UK |  | 231007200665 | LIFECO-UK-UL Listed Split Case (GMS 500-28SM) Electric Motor Driven Skid Pump 500 GPM @ 9 Bar Coupled with UL Listed ODP Motor. Suction and Discharge Pressure Gauges, Air Release Valve and Casing Relief Valve are included. | 16550.459 | 60822.9367
LIFECO-UK |  | 231007200666 | LIFECO-UK-UL Listed Split Case (GMS 500-28SM) Electric Motor Driven Skid Pump 500 GPM @ 10 Bar Coupled with UL Listed ODP Motor. Suction and Discharge Pressure Gauges, Air Release Valve and Casing Relief Valve are included. | 17097.6394 | 62833.8247
LIFECO-UK |  | 231007200667 | LIFECO-UK-UL Listed Split Case (GMS 500-28SM) Electric Motor Driven Skid Pump 500 GPM @ 11 Bar Coupled with UL Listed ODP Motor. Suction and Discharge Pressure Gauges, Air Release Valve and Casing Relief Valve are included. | 17458.4667 | 64159.865
LIFECO-UK |  | 231007200668 | LIFECO-UK-UL Listed Split Case (GMS 500-31SM) Electric Motor Driven Skid Pump 500 GPM @ 12 Bar Coupled with UL Listed ODP Motor. Suction and Discharge Pressure Gauges, Air Release Valve and Casing Relief Valve are included. | 19553.9949 | 71860.9312
LIFECO-UK |  | 231007200669 | LIFECO-UK-UL Listed Split Case (GMS 500-37SM-2G) Electric Motor Driven Skid Pump 500 GPM @ 14.89 Bar Coupled with UL Listed ODP Motor. Suction and Discharge Pressure Gauges, Air Release Valve and Casing Relief Valve are included. | 22615.9295 | 83113.5409
LIFECO-UK |  | 231007200670 | LIFECO-UK-UL Listed Split Case (GMS 500-37SM-2G) Electric Motor Driven Skid Pump 500 GPM @ 15 Bar Coupled with UL Listed ODP Motor. Suction and Discharge Pressure Gauges, Air Release Valve and Casing Relief Valve are included. | 22615.9295 | 83113.5409
LIFECO-UK |  | 231007200671 | LIFECO-UK-UL Listed Split Case (GMS 500-37SM-2G) Electric Motor Driven Skid Pump 500 GPM @ 16 Bar Coupled with UL Listed ODP Motor. Suction and Discharge Pressure Gauges, Air Release Valve and Casing Relief Valve are included. | 23164.4487 | 85129.349
LIFECO-UK |  | 231007200672 | LIFECO-UK-UL Listed Split Case (GMS 500-37SM-2G) Electric Motor Driven Skid Pump 500 GPM @ 17 Bar Coupled with UL Listed ODP Motor. Suction and Discharge Pressure Gauges, Air Release Valve and Casing Relief Valve are included. | 27165.0641 | 99831.6106
LIFECO-UK |  | 231007200673 | LIFECO-UK-UL Listed Split Case (GMS 500-37SM-2G) Electric Motor Driven Skid Pump 500 GPM @ 18 Bar Coupled with UL Listed ODP Motor. Suction and Discharge Pressure Gauges, Air Release Valve and Casing Relief Valve are included. | 27165.0641 | 99831.6106
LIFECO-UK |  | 231007200674 | LIFECO-UK-UL Listed Split Case (GMS 500-37SM-2G) Electric Motor Driven Skid Pump 500 GPM @ 19 Bar Coupled with UL Listed ODP Motor. Suction and Discharge Pressure Gauges, Air Release Valve and Casing Relief Valve are included. | 27165.0641 | 99831.6106
LIFECO-UK |  | 231007200675 | LIFECO-UK-UL Listed Split Case (GMS 500-37SM-2G) Electric Motor Driven Skid Pump 500 GPM @ 20 Bar Coupled with UL Listed ODP Motor. Suction and Discharge Pressure Gauges, Air Release Valve and Casing Relief Valve are included. | 27165.0641 | 99831.6106
LIFECO-UK |  | 231007200676 | LIFECO-UK-UL Listed Split Case (GMS 500-37SM-2G) Electric Motor Driven Skid Pump 500 GPM @ 20.41 Bar Coupled with UL Listed ODP Motor. Suction and Discharge Pressure Gauges, Air Release Valve and Casing Relief Valve are included. | 28381.4103 | 104301.6827
LIFECO-UK |  | 231007200677 | LIFECO-UK-UL Listed Split Case (GMS 750-32SM) Electric Motor Driven Skid Pump 750 GPM @ 7.65 Bar Coupled with UL Listed ODP Motor. Suction and Discharge Pressure Gauges, Air Release Valve and Casing Relief Valve are included. | 16853.1282 | 61935.2462
LIFECO-UK |  | 231007200678 | LIFECO-UK-UL Listed Split Case (GMS 750-32SM) Electric Motor Driven Skid Pump 750 GPM @ 8 Bar Coupled with UL Listed ODP Motor. Suction and Discharge Pressure Gauges, Air Release Valve and Casing Relief Valve are included. | 17307.1321 | 63603.7103
LIFECO-UK |  | 231007200679 | LIFECO-UK-UL Listed Split Case (GMS 750-31SM) Electric Motor Driven Skid Pump 750 GPM @ 9.03 Bar Coupled with UL Listed ODP Motor. Suction and Discharge Pressure Gauges, Air Release Valve and Casing Relief Valve are included. | 17307.1321 | 63603.7103
LIFECO-UK |  | 231007200680 | LIFECO-UK-UL Listed Split Case (GMS 750-31SM) Electric Motor Driven Skid Pump 750 GPM @ 10 Bar Coupled with UL Listed ODP Motor. Suction and Discharge Pressure Gauges, Air Release Valve and Casing Relief Valve are included. | 18191.25 | 66852.8438
LIFECO-UK |  | 231007200681 | LIFECO-UK-UL Listed Split Case (GMS 750-31SM) Electric Motor Driven Skid Pump 750 GPM @ 11 Bar Coupled with UL Listed ODP Motor. Suction and Discharge Pressure Gauges, Air Release Valve and Casing Relief Valve are included. | 19265.7808 | 70801.7443
LIFECO-UK |  | 231007200682 | LIFECO-UK-UL Listed Split Case (GMS 750-31SM) Electric Motor Driven Skid Pump 750 GPM @ 12 Bar Coupled with UL Listed ODP Motor. Suction and Discharge Pressure Gauges, Air Release Valve and Casing Relief Valve are included. | 20249.4558 | 74416.75
LIFECO-UK |  | 231007200683 | LIFECO-UK-UL Listed Split Case (GMS 750-32SM) Electric Motor Driven Skid Pump 750 GPM @ 13 Bar Coupled with UL Listed ODP Motor. Suction and Discharge Pressure Gauges, Air Release Valve and Casing Relief Valve are included. | 23678.2051 | 87017.4038
LIFECO-UK |  | 231007200684 | LIFECO-UK-UL Listed Split Case (GMS 750-32SM) Electric Motor Driven Skid Pump 750 GPM @ 14 Bar Coupled with UL Listed ODP Motor. Suction and Discharge Pressure Gauges, Air Release Valve and Casing Relief Valve are included. | 23799.8397 | 87464.4111
LIFECO-UK |  | 231007200685 | LIFECO-UK-UL Listed Split Case (GMS 750-37SM-2G) Electric Motor Driven Skid Pump 750 GPM @ 15 Bar Coupled with UL Listed ODP Motor. Suction and Discharge Pressure Gauges, Air Release Valve and Casing Relief Valve are included. | 27165.0641 | 99831.6106
LIFECO-UK |  | 231007200686 | LIFECO-UK-UL Listed Split Case (GMS 750-37SM-2G) Electric Motor Driven Skid Pump 750 GPM @ 16 Bar Coupled with UL Listed ODP Motor. Suction and Discharge Pressure Gauges, Air Release Valve and Casing Relief Valve are included. | 27165.0641 | 99831.6106
LIFECO-UK |  | 231007200687 | LIFECO-UK-UL Listed Split Case (GMS 750-37SM-2G) Electric Motor Driven Skid Pump 750 GPM @ 17 Bar Coupled with UL Listed ODP Motor. Suction and Discharge Pressure Gauges, Air Release Valve and Casing Relief Valve are included. | 27165.0641 | 99831.6106
LIFECO-UK |  | 231007200688 | LIFECO-UK-UL Listed Split Case (GMS 750-37SM-2G) Electric Motor Driven Skid Pump 750 GPM @ 18 Bar Coupled with UL Listed ODP Motor. Suction and Discharge Pressure Gauges, Air Release Valve and Casing Relief Valve are included. | 28381.4103 | 104301.6827
LIFECO-UK |  | 231007200689 | LIFECO-UK-UL Listed Split Case (GMS 750-37SM-2G) Electric Motor Driven Skid Pump 750 GPM @ 19.03 Bar Coupled with UL Listed ODP Motor. Suction and Discharge Pressure Gauges, Air Release Valve and Casing Relief Valve are included. | 28381.4103 | 104301.6827
LIFECO-UK |  | 231007200690 | LIFECO-UK-UL Listed Split Case (GMS 1000-30SM) Electric Motor Driven Skid Pump 1000 GPM @ 6.76 Bar Coupled with UL Listed ODP Motor. Suction and Discharge Pressure Gauges, Air Release Valve and Casing Relief Valve are included. | 19096.6346 | 70180.1322
LIFECO-UK |  | 231007200691 | LIFECO-UK-UL Listed Split Case (GMS 1000-30SM) Electric Motor Driven Skid Pump 1000 GPM @ 7 Bar Coupled with UL Listed ODP Motor. Suction and Discharge Pressure Gauges, Air Release Valve and Casing Relief Valve are included. | 19096.6346 | 70180.1322
LIFECO-UK |  | 231007200692 | LIFECO-UK-UL Listed Split Case (GMS 1000-30SM) Electric Motor Driven Skid Pump 1000 GPM @ 8 Bar Coupled with UL Listed ODP Motor. Suction and Discharge Pressure Gauges, Air Release Valve and Casing Relief Valve are included. | 19137.1795 | 70329.1346
LIFECO-UK |  | 231007200693 | LIFECO-UK-UL Listed Split Case (GMS 1000-31SM) Electric Motor Driven Skid Pump 1000 GPM @ 9.24 Bar Coupled with UL Listed ODP Motor. Suction and Discharge Pressure Gauges, Air Release Valve and Casing Relief Valve are included. | 19147.975 | 70368.8081
LIFECO-UK |  | 231007200694 | LIFECO-UK-UL Listed Split Case (GMS 1000-31SM) Electric Motor Driven Skid Pump 1000 GPM @ 10 Bar Coupled with UL Listed ODP Motor. Suction and Discharge Pressure Gauges, Air Release Valve and Casing Relief Valve are included. | 19147.975 | 70368.8081
LIFECO-UK |  | 231007200695 | LIFECO-UK-UL Listed Split Case (GMS 1000-31SM) Electric Motor Driven Skid Pump 1000 GPM @ 11 Bar Coupled with UL Listed ODP Motor. Suction and Discharge Pressure Gauges, Air Release Valve and Casing Relief Valve are included. | 20077.75 | 73785.7312
LIFECO-UK |  | 231007200696 | LIFECO-UK-UL Listed Split Case (GMS 1000-31SM) Electric Motor Driven Skid Pump 1000 GPM @ 12 Bar Coupled with UL Listed ODP Motor. Suction and Discharge Pressure Gauges, Air Release Valve and Casing Relief Valve are included. | 22583.4936 | 82994.3389
LIFECO-UK |  | 231007200697 | LIFECO-UK-UL Listed Split Case (GMS 1000-36SM-2G) Electric Motor Driven Skid Pump 1000 GPM @ 13 Bar Coupled with UL Listed ODP Motor. Suction and Discharge Pressure Gauges, Air Release Valve and Casing Relief Valve are included. | 27106.1166 | 99614.9786
LIFECO-UK |  | 231007200698 | LIFECO-UK-UL Listed Split Case (GMS 1000-40SM) Electric Motor Driven Skid Pump 1000 GPM @ 14 Bar Coupled with UL Listed ODP Motor. Suction and Discharge Pressure Gauges, Air Release Valve and Casing Relief Valve are included. | 29273.3974 | 107579.7356
LIFECO-UK |  | 231007200699 | LIFECO-UK-UL Listed Split Case (GMS 1000-36SM-2G) Electric Motor Driven Skid Pump 1000 GPM @ 15 Bar Coupled with UL Listed ODP Motor. Suction and Discharge Pressure Gauges, Air Release Valve and Casing Relief Valve are included. | 29273.3974 | 107579.7356
LIFECO-UK |  | 231007200700 | LIFECO-UK-UL Listed Split Case (GMS 1000-36SM-2G) Electric Motor Driven Skid Pump 1000 GPM @ 16 Bar Coupled with UL Listed ODP Motor. Suction and Discharge Pressure Gauges, Air Release Valve and Casing Relief Valve are included. | 30049.25 | 110430.9937
LIFECO-UK |  | 231007200701 | LIFECO-UK-UL Listed Split Case (GMS 1000-36SM-2G) Electric Motor Driven Skid Pump 1000 GPM @ 17 Bar Coupled with UL Listed ODP Motor. Suction and Discharge Pressure Gauges, Air Release Valve and Casing Relief Valve are included. | 30318.75 | 111421.4062
LIFECO-UK |  | 231007200702 | LIFECO-UK-UL Listed Split Case (GMS 1000-40SM) Electric Motor Driven Skid Pump 1000 GPM @ 18 Bar Coupled with UL Listed ODP Motor. Suction and Discharge Pressure Gauges, Air Release Valve and Casing Relief Valve are included. | 32354.8077 | 118903.9183
LIFECO-UK |  | 231007200703 | LIFECO-UK-UL Listed Split Case (GMS 1000-40SM) Electric Motor Driven Skid Pump 1000 GPM @ 18.75 Bar Coupled with UL Listed ODP Motor. Suction and Discharge Pressure Gauges, Air Release Valve and Casing Relief Valve are included. | 32724.1538 | 120261.2654
LIFECO-UK |  | 231008200129 | LIFECO-UK-UL Listed Split Case (GMS 1000-36SM-2G) Electric Motor Driven Skid Pump 1000 GPM @ 19 Bar Coupled with UL Listed ODP Motor. Suction and Discharge Pressure Gauges, Air Release Valve and Casing Relief Valve are included. | 42085.5769 | 154664.4952
LIFECO-UK |  | 231008200130 | LIFECO-UK-UL Listed Split Case (GMS 1000-36SM-2G) Electric Motor Driven Skid Pump 1000 GPM @ 20 Bar Coupled with UL Listed ODP Motor. Suction and Discharge Pressure Gauges, Air Release Valve and Casing Relief Valve are included. | 42085.5769 | 154664.4952
LIFECO-UK |  | 231007200704 | LIFECO-UK-UL Listed Split Case (GMS 1250-30SM) Electric Motor Driven Skid Pump 1250 GPM @ 6.48 Bar Coupled with UL Listed ODP Motor. Suction and Discharge Pressure Gauges, Air Release Valve and Casing Relief Valve are included. | 19299.359 | 70925.1442
LIFECO-UK |  | 231007200705 | LIFECO-UK-UL Listed Split Case (GMS 1250-30SM) Electric Motor Driven Skid Pump 1250 GPM @ 7 Bar Coupled with UL Listed ODP Motor. Suction and Discharge Pressure Gauges, Air Release Valve and Casing Relief Valve are included. | 19478.3276 | 71582.8538
LIFECO-UK |  | 231007200706 | LIFECO-UK-UL Listed Split Case (GMS 1250-30SM) Electric Motor Driven Skid Pump 1250 GPM @ 8 Bar Coupled with UL Listed ODP Motor. Suction and Discharge Pressure Gauges, Air Release Valve and Casing Relief Valve are included. | 21123.8782 | 77630.2524
LIFECO-UK |  | 231007200707 | LIFECO-UK-UL Listed Split Case (GMS 1250-29SM) Electric Motor Driven Skid Pump 1250 GPM @ 9.45 Bar Coupled with UL Listed ODP Motor. Suction and Discharge Pressure Gauges, Air Release Valve and Casing Relief Valve are included. | 24367.4679 | 89550.4447
LIFECO-UK |  | 231007200708 | LIFECO-UK-UL Listed Split Case (GMS 1250-29SM) Electric Motor Driven Skid Pump 1250 GPM @ 10 Bar Coupled with UL Listed ODP Motor. Suction and Discharge Pressure Gauges, Air Release Valve and Casing Relief Valve are included. | 24367.4679 | 89550.4447
LIFECO-UK |  | 231007200709 | LIFECO-UK-UL Listed Split Case (GMS 1250-29SM) Electric Motor Driven Skid Pump 1250 GPM @ 11 Bar Coupled with UL Listed ODP Motor. Suction and Discharge Pressure Gauges, Air Release Valve and Casing Relief Valve are included. | 24367.4679 | 89550.4447
LIFECO-UK |  | 231007200710 | LIFECO-UK-UL Listed Split Case (GMS 1250-29SM) Electric Motor Driven Skid Pump 1250 GPM @ 12.21 Bar Coupled with UL Listed ODP Motor. Suction and Discharge Pressure Gauges, Air Release Valve and Casing Relief Valve are included. | 25543.2692 | 93871.5144
LIFECO-UK |  | 231007200711 | LIFECO-UK-UL Listed Split Case (GMS 1250-36SM-2G) Electric Motor Driven Skid Pump 1250 GPM @ 13 Bar Coupled with UL Listed ODP Motor. Suction and Discharge Pressure Gauges, Air Release Valve and Casing Relief Valve are included. | 27286.6987 | 100278.6178
LIFECO-UK |  | 231007200712 | LIFECO-UK-UL Listed Split Case (GMS 1250-36SM-2G) Electric Motor Driven Skid Pump 1250 GPM @ 14 Bar Coupled with UL Listed ODP Motor. Suction and Discharge Pressure Gauges, Air Release Valve and Casing Relief Valve are included. | 27408.3333 | 100725.625
LIFECO-UK |  | 231007200713 | LIFECO-UK-UL Listed Split Case (GMS 1250-36SM-2G) Electric Motor Driven Skid Pump 1250 GPM @ 15 Bar Coupled with UL Listed ODP Motor. Suction and Discharge Pressure Gauges, Air Release Valve and Casing Relief Valve are included. | 27408.3333 | 100725.625
LIFECO-UK |  | 231007200714 | LIFECO-UK-UL Listed Split Case (GMS 1250-36SM-2G) Electric Motor Driven Skid Pump 1250 GPM @ 16 Bar Coupled with UL Listed ODP Motor. Suction and Discharge Pressure Gauges, Air Release Valve and Casing Relief Valve are included. | 30008.825 | 110282.4319
LIFECO-UK |  | 231007200715 | LIFECO-UK-UL Listed Split Case (GMS 1250-36SM-2G) Electric Motor Driven Skid Pump 1250 GPM @ 17 Bar Coupled with UL Listed ODP Motor. Suction and Discharge Pressure Gauges, Air Release Valve and Casing Relief Valve are included. | 30049.25 | 110430.9937
LIFECO-UK |  | 231007200716 | LIFECO-UK-UL Listed Split Case (GMS 1250-36SM-2G) Electric Motor Driven Skid Pump 1250 GPM @ 18 Bar Coupled with UL Listed ODP Motor. Suction and Discharge Pressure Gauges, Air Release Valve and Casing Relief Valve are included. | 42085.5769 | 154664.4952
LIFECO-UK |  | 231007200717 | LIFECO-UK-UL Listed Split Case (GMS 1250-36SM-2G) Electric Motor Driven Skid Pump 1250 GPM @ 19 Bar Coupled with UL Listed ODP Motor. Suction and Discharge Pressure Gauges, Air Release Valve and Casing Relief Valve are included. | 42085.5769 | 154664.4952
LIFECO-UK |  | 231008200131 | LIFECO-UK-UL Listed Split Case (GMS 1250-36SM-2G) Electric Motor Driven Skid Pump 1250 GPM @ 19.37 Bar Coupled with UL Listed ODP Motor. Suction and Discharge Pressure Gauges, Air Release Valve and Casing Relief Valve are included. | 43747.9167 | 160773.5937
LIFECO-UK |  | 231007200718 | LIFECO-UK-UL Listed Split Case (GMS 1500-30SM) Electric Motor Driven Skid Pump 1500 GPM @ 6.07 Bar Coupled with UL Listed ODP Motor. Suction and Discharge Pressure Gauges, Air Release Valve and Casing Relief Valve are included. | 19299.359 | 70925.1442
LIFECO-UK |  | 231007200719 | LIFECO-UK-UL Listed Split Case (GMS 1500-30SM) Electric Motor Driven Skid Pump 1500 GPM @ 7 Bar Coupled with UL Listed ODP Motor. Suction and Discharge Pressure Gauges, Air Release Valve and Casing Relief Valve are included. | 22141.1385 | 81368.6838
LIFECO-UK |  | 231007200720 | LIFECO-UK-UL Listed Split Case (GMS 1500-30SM) Electric Motor Driven Skid Pump 1500 GPM @ 8 Bar Coupled with UL Listed ODP Motor. Suction and Discharge Pressure Gauges, Air Release Valve and Casing Relief Valve are included. | 24935.0962 | 91636.4784
LIFECO-UK |  | 231007200721 | LIFECO-UK-UL Listed Split Case (GMS 1500-30SM) Electric Motor Driven Skid Pump 1500 GPM @ 9 Bar Coupled with UL Listed ODP Motor. Suction and Discharge Pressure Gauges, Air Release Valve and Casing Relief Valve are included. | 24935.0962 | 91636.4784
LIFECO-UK |  | 231007200722 | LIFECO-UK-UL Listed Split Case (GMS 1500-30SM) Electric Motor Driven Skid Pump 1500 GPM @ 10 Bar Coupled with UL Listed ODP Motor. Suction and Discharge Pressure Gauges, Air Release Valve and Casing Relief Valve are included. | 26110.8974 | 95957.5481
LIFECO-UK |  | 231007200723 | LIFECO-UK-UL Listed Split Case (GMS 1500-36SM) Electric Motor Driven Skid Pump 1500 GPM @ 11 Bar Coupled with UL Listed ODP Motor. Suction and Discharge Pressure Gauges, Air Release Valve and Casing Relief Valve are included. | 26759.6154 | 98341.5865
LIFECO-UK |  | 231007200724 | LIFECO-UK-UL Listed Split Case (GMS 1500-36SM) Electric Motor Driven Skid Pump 1500 GPM @ 12 Bar Coupled with UL Listed ODP Motor. Suction and Discharge Pressure Gauges, Air Release Valve and Casing Relief Valve are included. | 26759.6154 | 98341.5865
LIFECO-UK |  | 231007200725 | LIFECO-UK-UL Listed Split Case (GMS 1500-36SM) Electric Motor Driven Skid Pump 1500 GPM @ 13 Bar Coupled with UL Listed ODP Motor. Suction and Discharge Pressure Gauges, Air Release Valve and Casing Relief Valve are included. | 30681.1365 | 112753.1768
LIFECO-UK |  | 231007200726 | LIFECO-UK-UL Listed Split Case (GMS 1500-36SM) Electric Motor Driven Skid Pump 1500 GPM @ 14 Bar Coupled with UL Listed ODP Motor. Suction and Discharge Pressure Gauges, Air Release Valve and Casing Relief Valve are included. | 31135.1404 | 114421.6409
LIFECO-UK |  | 231007200727 | LIFECO-UK-UL Listed Split Case (GMS 1500-36SM) Electric Motor Driven Skid Pump 1500 GPM @ 15 Bar Coupled with UL Listed ODP Motor. Suction and Discharge Pressure Gauges, Air Release Valve and Casing Relief Valve are included. | 41599.0385 | 152876.4663
LIFECO-UK |  | 231007200728 | LIFECO-UK-UL Listed Split Case (GMS 1500-36SM) Electric Motor Driven Skid Pump 1500 GPM @ 16 Bar Coupled with UL Listed ODP Motor. Suction and Discharge Pressure Gauges, Air Release Valve and Casing Relief Valve are included. | 41599.0385 | 152876.4663
LIFECO-UK |  | 231008200132 | LIFECO-UK-UL Listed Split Case (GMS 1500-36SM) Electric Motor Driven Skid Pump 1500 GPM @ 17 Bar Coupled with UL Listed ODP Motor. Suction and Discharge Pressure Gauges, Air Release Valve and Casing Relief Valve are included. | 41599.0385 | 152876.4663
LIFECO-UK |  | 231008200133 | LIFECO-UK-UL Listed Split Case (GMS 1500-36SM) Electric Motor Driven Skid Pump 1500 GPM @ 18 Bar Coupled with UL Listed ODP Motor. Suction and Discharge Pressure Gauges, Air Release Valve and Casing Relief Valve are included. | 43261.3782 | 158985.5649
LIFECO-UK |  | 231008200134 | LIFECO-UK-UL Listed Split Case (GMS 1500-36SM) Electric Motor Driven Skid Pump 1500 GPM @ 18.96 Bar Coupled with UL Listed ODP Motor. Suction and Discharge Pressure Gauges, Air Release Valve and Casing Relief Valve are included. | 43261.3782 | 158985.5649
LIFECO-UK |  | 231007200729 | LIFECO-UK-UL Listed Split Case (GMS 1500-61SL5-2G) Electric Motor Driven Skid Pump 1500 GPM @ 6.83 Bar Coupled with UL Listed ODP Motor. Suction and Discharge Pressure Gauges, Air Release Valve and Casing Relief Valve are included. | 44518.2692 | 163604.6394
LIFECO-UK |  | 231007200730 | LIFECO-UK-UL Listed Split Case (GMS 1500-61SL5-2G) Electric Motor Driven Skid Pump 1500 GPM @ 7 Bar Coupled with UL Listed ODP Motor. Suction and Discharge Pressure Gauges, Air Release Valve and Casing Relief Valve are included. | 44518.2692 | 163604.6394
LIFECO-UK |  | 231007200731 | LIFECO-UK-UL Listed Split Case (GMS 1500-61SL5-2G) Electric Motor Driven Skid Pump 1500 GPM @ 8 Bar Coupled with UL Listed ODP Motor. Suction and Discharge Pressure Gauges, Air Release Valve and Casing Relief Valve are included. | 46748.2372 | 171799.7716
LIFECO-UK |  | 231007200732 | LIFECO-UK-UL Listed Split Case (GMS 1500-61SL5-2G) Electric Motor Driven Skid Pump 1500 GPM @ 9 Bar Coupled with UL Listed ODP Motor. Suction and Discharge Pressure Gauges, Air Release Valve and Casing Relief Valve are included. | 57816.9872 | 212477.4279
LIFECO-UK |  | 231007200733 | LIFECO-UK-UL Listed Split Case (GMS 1500-61SL5-2G) Electric Motor Driven Skid Pump 1500 GPM @ 10 Bar Coupled with UL Listed ODP Motor. Suction and Discharge Pressure Gauges, Air Release Valve and Casing Relief Valve are included. | 57816.9872 | 212477.4279
LIFECO-UK |  | 231007200734 | LIFECO-UK-UL Listed Split Case (GMS 1500-61SL5-2G) Electric Motor Driven Skid Pump 1500 GPM @ 11 Bar Coupled with UL Listed ODP Motor. Suction and Discharge Pressure Gauges, Air Release Valve and Casing Relief Valve are included. | 61466.0256 | 225887.6442
LIFECO-UK |  | 231007200735 | LIFECO-UK-UL Listed Split Case (GMS 1500-61SL5-2G) Electric Motor Driven Skid Pump 1500 GPM @ 11.31 Bar Coupled with UL Listed ODP Motor. Suction and Discharge Pressure Gauges, Air Release Valve and Casing Relief Valve are included. | 61466.0256 | 225887.6442
LIFECO-UK |  | 231007200736 | LIFECO-UK-UL Listed Split Case (GMS 2000-29SM-2G) Electric Motor Driven Skid Pump 2000 GPM @ 6.55 Bar Coupled with UL Listed ODP Motor. Suction and Discharge Pressure Gauges, Air Release Valve and Casing Relief Valve are included. | 25421.6346 | 93424.5072
LIFECO-UK |  | 231007200737 | LIFECO-UK-UL Listed Split Case (GMS 2000-29SM-2G) Electric Motor Driven Skid Pump 2000 GPM @ 7 Bar Coupled with UL Listed ODP Motor. Suction and Discharge Pressure Gauges, Air Release Valve and Casing Relief Valve are included. | 25421.6346 | 93424.5072
LIFECO-UK |  | 231007200738 | LIFECO-UK-UL Listed Split Case (GMS 2000-29SM-2G) Electric Motor Driven Skid Pump 2000 GPM @ 8 Bar Coupled with UL Listed ODP Motor. Suction and Discharge Pressure Gauges, Air Release Valve and Casing Relief Valve are included. | 28516.7737 | 104799.1434
LIFECO-UK |  | 231007200739 | LIFECO-UK-UL Listed Split Case (GMS 2000-29SM-2G) Electric Motor Driven Skid Pump 2000 GPM @ 9 Bar Coupled with UL Listed ODP Motor. Suction and Discharge Pressure Gauges, Air Release Valve and Casing Relief Valve are included. | 28819.4429 | 105911.4528
LIFECO-UK |  | 231007200740 | LIFECO-UK-UL Listed Split Case (GMS 2000-29SM-2G) Electric Motor Driven Skid Pump 2000 GPM @ 10 Bar Coupled with UL Listed ODP Motor. Suction and Discharge Pressure Gauges, Air Release Valve and Casing Relief Valve are included. | 31210.8077 | 114699.7183
LIFECO-UK |  | 231007200741 | LIFECO-UK-UL Listed Split Case (GMS 2000-29SM-2G) Electric Motor Driven Skid Pump 2000 GPM @ 10.2 Bar Coupled with UL Listed ODP Motor. Suction and Discharge Pressure Gauges, Air Release Valve and Casing Relief Valve are included. | 31210.8077 | 114699.7183
LIFECO-UK |  | 231007200743 | LIFECO-UK-UL Listed Split Case (GMS 2000-61SL5-2G) Electric Motor Driven Skid Pump 2000 GPM @ 6.48 Bar Coupled with UL Listed ODP Motor. Suction and Discharge Pressure Gauges, Air Release Valve and Casing Relief Valve are included. | 46748.2372 | 171799.7716
LIFECO-UK |  | 231007200744 | LIFECO-UK-UL Listed Split Case (GMS 2000-61SL5-2G) Electric Motor Driven Skid Pump 2000 GPM @ 7 Bar Coupled with UL Listed ODP Motor. Suction and Discharge Pressure Gauges, Air Release Valve and Casing Relief Valve are included. | 46748.2372 | 171799.7716
LIFECO-UK |  | 231007200745 | LIFECO-UK-UL Listed Split Case (GMS 2000-61SL5-2G) Electric Motor Driven Skid Pump 2000 GPM @ 8 Bar Coupled with UL Listed ODP Motor. Suction and Discharge Pressure Gauges, Air Release Valve and Casing Relief Valve are included. | 46748.2372 | 171799.7716
LIFECO-UK |  | 231007200746 | LIFECO-UK-UL Listed Split Case (GMS 2000-61SL5-2G) Electric Motor Driven Skid Pump 2000 GPM @ 9 Bar Coupled with UL Listed ODP Motor. Suction and Discharge Pressure Gauges, Air Release Valve and Casing Relief Valve are included. | 57816.9872 | 212477.4279
LIFECO-UK |  | 231007200747 | LIFECO-UK-UL Listed Split Case (GMS 2000-61SL5-2G) Electric Motor Driven Skid Pump 2000 GPM @ 10 Bar Coupled with UL Listed ODP Motor. Suction and Discharge Pressure Gauges, Air Release Valve and Casing Relief Valve are included. | 61466.0256 | 225887.6442
LIFECO-UK |  | 231007200748 | LIFECO-UK-UL Listed Split Case (GMS 2000-61SL5-2G) Electric Motor Driven Skid Pump 2000 GPM @ 11 Bar Coupled with UL Listed ODP Motor. Suction and Discharge Pressure Gauges, Air Release Valve and Casing Relief Valve are included. | 61466.0256 | 225887.6442
LIFECO-UK |  | 231007200749 | LIFECO-UK-UL Listed Split Case (GMS 2000-61SL5-2G) Electric Motor Driven Skid Pump 2000 GPM @ 11.45 Bar Coupled with UL Listed ODP Motor. Suction and Discharge Pressure Gauges, Air Release Valve and Casing Relief Valve are included. | 69534.4551 | 255539.1226
LIFECO-UK |  | 231007200750 | LIFECO-UK-UL Listed Split Case (GMS 2500-29SM-2G) Electric Motor Driven Skid Pump 2500 GPM @ 6.13 Bar Coupled with UL Listed ODP Motor. Suction and Discharge Pressure Gauges, Air Release Valve and Casing Relief Valve are included. | 25421.6346 | 93424.5072
LIFECO-UK |  | 231007200751 | LIFECO-UK-UL Listed Split Case (GMS 2500-29SM-2G) Electric Motor Driven Skid Pump 2500 GPM @ 7 Bar Coupled with UL Listed ODP Motor. Suction and Discharge Pressure Gauges, Air Release Valve and Casing Relief Valve are included. | 25421.6346 | 93424.5072
LIFECO-UK |  | 231007200752 | LIFECO-UK-UL Listed Split Case (GMS 2500-29SM-2G) Electric Motor Driven Skid Pump 2500 GPM @ 8 Bar Coupled with UL Listed ODP Motor. Suction and Discharge Pressure Gauges, Air Release Valve and Casing Relief Valve are included. | 28516.7737 | 104799.1434
LIFECO-UK |  | 231007200753 | LIFECO-UK-UL Listed Split Case (GMS 2500-29SM-2G) Electric Motor Driven Skid Pump 2500 GPM @ 9 Bar Coupled with UL Listed ODP Motor. Suction and Discharge Pressure Gauges, Air Release Valve and Casing Relief Valve are included. | 31210.8077 | 114699.7183
LIFECO-UK |  | 231007200754 | LIFECO-UK-UL Listed Split Case (GMS 2500-29SM-2G) Electric Motor Driven Skid Pump 2500 GPM @ 9.5 Bar Coupled with UL Listed ODP Motor. Suction and Discharge Pressure Gauges, Air Release Valve and Casing Relief Valve are included. | 31210.8077 | 114699.7183
LIFECO-UK |  | 231007200756 | LIFECO-UK-UL Listed Split Case (GMS 2500-61SL5-2G) Electric Motor Driven Skid Pump 2500 GPM @ 6.14 Bar Coupled with UL Listed ODP Motor. Suction and Discharge Pressure Gauges, Air Release Valve and Casing Relief Valve are included. | 46748.2372 | 171799.7716
LIFECO-UK |  | 231007200757 | LIFECO-UK-UL Listed Split Case (GMS 2500-61SL5-2G) Electric Motor Driven Skid Pump 2500 GPM @ 7 Bar Coupled with UL Listed ODP Motor. Suction and Discharge Pressure Gauges, Air Release Valve and Casing Relief Valve are included. | 46748.2372 | 171799.7716
LIFECO-UK |  | 231007200758 | LIFECO-UK-UL Listed Split Case (GMS 2500-61SL5-2G) Electric Motor Driven Skid Pump 2500 GPM @ 8 Bar Coupled with UL Listed ODP Motor. Suction and Discharge Pressure Gauges, Air Release Valve and Casing Relief Valve are included. | 57816.9872 | 212477.4279
LIFECO-UK |  | 231007200759 | LIFECO-UK-UL Listed Split Case (GMS 2500-61SL5-2G) Electric Motor Driven Skid Pump 2500 GPM @ 9 Bar Coupled with UL Listed ODP Motor. Suction and Discharge Pressure Gauges, Air Release Valve and Casing Relief Valve are included. | 61466.0256 | 225887.6442
LIFECO-UK |  | 231007200760 | LIFECO-UK-UL Listed Split Case (GMS 2500-61SL5-2G) Electric Motor Driven Skid Pump 2500 GPM @ 10 Bar Coupled with UL Listed ODP Motor. Suction and Discharge Pressure Gauges, Air Release Valve and Casing Relief Valve are included. | 69534.4551 | 255539.1226
LIFECO-UK |  | 231007200761 | LIFECO-UK-UL Listed Split Case (GMS 2500-61SL5-2G) Electric Motor Driven Skid Pump 2500 GPM @ 11.17 Bar Coupled with UL Listed ODP Motor. Suction and Discharge Pressure Gauges, Air Release Valve and Casing Relief Valve are included. | 69534.4551 | 255539.1226
LIFECO-UK |  | 231007200762 | LIFECO-UK-UL Listed Split Case (GMS 3000-61SL5-2G) Electric Motor Driven Skid Pump 3000 GPM @ 7.17 Bar Coupled with UL Listed ODP Motor. Suction and Discharge Pressure Gauges, Air Release Valve and Casing Relief Valve are included. | 57816.9872 | 212477.4279
LIFECO-UK |  | 231007200763 | LIFECO-UK-UL Listed Split Case (GMS 3000-61SL5-2G) Electric Motor Driven Skid Pump 3000 GPM @ 8 Bar Coupled with UL Listed ODP Motor. Suction and Discharge Pressure Gauges, Air Release Valve and Casing Relief Valve are included. | 57816.9872 | 212477.4279
LIFECO-UK |  | 231007200764 | LIFECO-UK-UL Listed Split Case (GMS 3000-61SL5-2G) Electric Motor Driven Skid Pump 3000 GPM @ 9 Bar Coupled with UL Listed ODP Motor. Suction and Discharge Pressure Gauges, Air Release Valve and Casing Relief Valve are included. | 61466.0256 | 225887.6442
LIFECO-UK |  | 231007200765 | LIFECO-UK-UL Listed Split Case (GMS 3000-61SL5-2G) Electric Motor Driven Skid Pump 3000 GPM @ 10 Bar Coupled with UL Listed ODP Motor. Suction and Discharge Pressure Gauges, Air Release Valve and Casing Relief Valve are included. | 69534.4551 | 255539.1226
LIFECO-UK |  | 231007200766 | LIFECO-UK-UL Listed Split Case (GMS 3000-61SL5-2G) Electric Motor Driven Skid Pump 3000 GPM @ 10.82 Bar Coupled with UL Listed ODP Motor. Suction and Discharge Pressure Gauges, Air Release Valve and Casing Relief Valve are included. | 80035.5769 | 294130.7452
LIFECO-UK |  | 231007200767 | LIFECO-UK-UL Listed Split Case (GMS 3500-61SL5-2G) Electric Motor Driven Skid Pump 3500 GPM @ 7.1 Bar Coupled with UL Listed ODP Motor. Suction and Discharge Pressure Gauges, Air Release Valve and Casing Relief Valve are included. | 61466.0256 | 225887.6442
LIFECO-UK |  | 231007200768 | LIFECO-UK-UL Listed Split Case (GMS 3500-61SL5-2G) Electric Motor Driven Skid Pump 3500 GPM @ 8 Bar Coupled with UL Listed ODP Motor. Suction and Discharge Pressure Gauges, Air Release Valve and Casing Relief Valve are included. | 61466.0256 | 225887.6442
LIFECO-UK |  | 231007200769 | LIFECO-UK-UL Listed Split Case (GMS 3500-61SL5-2G) Electric Motor Driven Skid Pump 3500 GPM @ 9 Bar Coupled with UL Listed ODP Motor. Suction and Discharge Pressure Gauges, Air Release Valve and Casing Relief Valve are included. | 69534.4551 | 255539.1226
LIFECO-UK |  | 231007200770 | LIFECO-UK-UL Listed Split Case (GMS 3500-61SL5-2G) Electric Motor Driven Skid Pump 3500 GPM @ 10 Bar Coupled with UL Listed ODP Motor. Suction and Discharge Pressure Gauges, Air Release Valve and Casing Relief Valve are included. | 80035.5769 | 294130.7452
LIFECO-UK |  | 231007200771 | LIFECO-UK-UL Listed Split Case (GMS 3500-61SL5-2G) Electric Motor Driven Skid Pump 3500 GPM @ 10.2 Bar Coupled with UL Listed ODP Motor. Suction and Discharge Pressure Gauges, Air Release Valve and Casing Relief Valve are included. | 81657.3718 | 300090.8413

## UL Diesel Split case
UL Diesel Split case
Item of | LIFECO-UK Item Code | Supplier Item Code | Description | LIFECO-UK GP (USD) | LIFECO-UK GP (AED)
LIFECO-UK |  | 231007200772 | LIFECO-UK-UL Listed Split Case (GMS 150-28SM) Engine Driven Skid Pump 150 GPM @ 6.96 Bar Coupled with UL Listed Stallion Engine. Suction and Discharge Pressure Gauges and Air Release Valve are included. | 20126.4744 | 73964.7933
LIFECO-UK |  | 231007200773 | LIFECO-UK-UL Listed Split Case (GMS 150-28SM) Engine Driven Skid Pump 150 GPM @ 8 Bar Coupled with UL Listed Stallion Engine. Suction and Discharge Pressure Gauges and Air Release Valve are included. | 20778.1856 | 76359.832
LIFECO-UK |  | 231007200774 | LIFECO-UK-UL Listed Split Case (GMS 150-28SM) Engine Driven Skid Pump 150 GPM @ 9 Bar Coupled with UL Listed Stallion Engine. Suction and Discharge Pressure Gauges and Air Release Valve are included. | 20853.8529 | 76637.9094
LIFECO-UK |  | 231007200775 | LIFECO-UK-UL Listed Split Case (GMS 150-28SM) Engine Driven Skid Pump 150 GPM @ 10 Bar Coupled with UL Listed Stallion Engine. Suction and Discharge Pressure Gauges and Air Release Valve are included. | 20929.5202 | 76915.9867
LIFECO-UK |  | 126064200078 | LIFECO-UK-UL Listed Split Case (GMS 150-28SM) Engine Driven Skid Pump 150 GPM @ 11 Bar Coupled with FM Listed Stallion Engine. Suction and Discharge Pressure Gauges and Air Release Valve are included. | 21232.1894 | 78028.2961
LIFECO-UK |  | 231007200777 | LIFECO-UK-UL Listed Split Case (GMS 150-35SM) Engine Driven Skid Pump 150 GPM @ 12 Bar Coupled with UL Listed Stallion Engine. Suction and Discharge Pressure Gauges and Air Release Valve are included. | 22442.8663 | 82477.5338
LIFECO-UK |  | 231007200778 | LIFECO-UK-UL Listed Split Case (GMS 150-35SM) Engine Driven Skid Pump 150 GPM @ 13 Bar Coupled with UL Listed Stallion Engine. Suction and Discharge Pressure Gauges and Air Release Valve are included. | 29840.5321 | 109663.9553
LIFECO-UK |  | 231007200779 | LIFECO-UK-UL Listed Split Case (GMS 150-35SM) Engine Driven Skid Pump 150 GPM @ 14 Bar Coupled with UL Listed Stallion Engine. Suction and Discharge Pressure Gauges and Air Release Valve are included. | 30143.2013 | 110776.2647
LIFECO-UK |  | 231007200780 | LIFECO-UK-UL Listed Split Case (GMS 150-40SM) Engine Driven Skid Pump 150 GPM @ 15 Bar Coupled with UL Listed Stallion Engine. Suction and Discharge Pressure Gauges and Air Release Valve are included. | 40707.0513 | 149598.4135
LIFECO-UK |  | 231007200781 | LIFECO-UK-UL Listed Split Case (GMS 150-40SM) Engine Driven Skid Pump 150 GPM @ 16 Bar Coupled with UL Listed Stallion Engine. Suction and Discharge Pressure Gauges and Air Release Valve are included. | 40707.0513 | 149598.4135
LIFECO-UK |  | 231007200782 | LIFECO-UK-UL Listed Split Case (GMS 150-40SM) Engine Driven Skid Pump 150 GPM @ 17 Bar Coupled with UL Listed Stallion Engine. Suction and Discharge Pressure Gauges and Air Release Valve are included. | 40707.0513 | 149598.4135
LIFECO-UK |  | 231007200783 | LIFECO-UK-UL Listed Split Case (GMS 150-40SM) Engine Driven Skid Pump 150 GPM @ 18 Bar Coupled with UL Listed Stallion Engine. Suction and Discharge Pressure Gauges and Air Release Valve are included. | 42085.5769 | 154664.4952
LIFECO-UK |  | 231007200784 | LIFECO-UK-UL Listed Split Case (GMS 150-40SM) Engine Driven Skid Pump 150 GPM @ 19 Bar Coupled with UL Listed tallion Engine. Suction and Discharge Pressure Gauges and Air Release Valve are included. | 42085.5769 | 154664.4952
LIFECO-UK |  | 231007200785 | LIFECO-UK-UL Listed Split Case (GMS 150-40SM) Engine Driven Skid Pump 150 GPM @ 19.93 Bar Coupled with UL Listed Stallion Engine. Suction and Discharge Pressure Gauges and Air Release Valve are included. | 42617.3141 | 156618.6293
LIFECO-UK |  | 231007200786 | LIFECO-UK-UL Listed Split Case (GMS 200-28SM) Engine Driven Skid Pump 200 GPM @ 6.96 Bar Coupled with UL Listed Stallion Engine. Suction and Discharge Pressure Gauges and Air Release Valve are included. | 20778.1856 | 76359.832
LIFECO-UK |  | 231007200787 | LIFECO-UK-UL Listed Split Case (GMS 200-28SM) Engine Driven Skid Pump 200 GPM @ 8 Bar Coupled with UL Listed Stallion Engine. Suction and Discharge Pressure Gauges and Air Release Valve are included. | 20853.8529 | 76637.9094
LIFECO-UK |  | 231007200788 | LIFECO-UK-UL Listed Split Case (GMS 200-28SM) Engine Driven Skid Pump 200 GPM @ 9 Bar Coupled with UL Listed Stallion Engine. Suction and Discharge Pressure Gauges and Air Release Valve are included. | 20929.5202 | 76915.9867
LIFECO-UK |  | 231007200789 | LIFECO-UK-UL Listed Split Case (GMS 200-28SM) Engine Driven Skid Pump 200 GPM @ 10 Bar Coupled with UL Listed Stallion Engine. Suction and Discharge Pressure Gauges and Air Release Valve are included. | 21005.1875 | 77194.0641
LIFECO-UK |  | 231007200790 | LIFECO-UK-UL Listed Split Case (GMS 200-28SM) Engine Driven Skid Pump 200 GPM @ 11 Bar Coupled with FM Listed Stallion Engine. Suction and Discharge Pressure Gauges and Air Release Valve are included. | 22140.1971 | 81365.2244
LIFECO-UK |  | 231007200791 | LIFECO-UK-UL Listed Split Case (GMS 200-35SM) Engine Driven Skid Pump 200 GPM @ 12 Bar Coupled with UL Listed Stallion Engine. Suction and Discharge Pressure Gauges and Air Release Valve are included. | 22442.8663 | 82477.5338
LIFECO-UK |  | 231007200792 | LIFECO-UK-UL Listed Split Case (GMS 200-35SM) Engine Driven Skid Pump 200 GPM @ 13 Bar Coupled with UL Listed Stallion Engine. Suction and Discharge Pressure Gauges and Air Release Valve are included. | 29840.5321 | 109663.9553
LIFECO-UK |  | 231007200793 | LIFECO-UK-UL Listed Split Case (GMS 200-35SM) Engine Driven Skid Pump 200 GPM @ 14 Bar Coupled with UL Listed Stallion Engine. Suction and Discharge Pressure Gauges and Air Release Valve are included. | 30143.2013 | 110776.2647
LIFECO-UK |  | 231007200794 | LIFECO-UK-UL Listed Split Case (GMS 200-40SM) Engine Driven Skid Pump 200 GPM @ 15 Bar Coupled with FM Listed Stallion Engine. Suction and Discharge Pressure Gauges and Air Release Valve are included. | 35783.6346 | 131504.8572
LIFECO-UK |  | 231007200795 | LIFECO-UK-UL Listed Split Case (GMS 200-40SM) Engine Driven Skid Pump 200 GPM @ 16 Bar Coupled with UL Listed Stallion Engine. Suction and Discharge Pressure Gauges and Air Release Valve are included. | 40707.0513 | 149598.4135
LIFECO-UK |  | 231007200796 | LIFECO-UK-UL Listed Split Case (GMS 200-40SM) Engine Driven Skid Pump 200 GPM @ 17 Bar Coupled with UL Listed Stallion Engine. Suction and Discharge Pressure Gauges and Air Release Valve are included. | 40707.0513 | 149598.4135
LIFECO-UK |  | 231007200797 | LIFECO-UK-UL Listed Split Case (GMS 200-40SM) Engine Driven Skid Pump 200 GPM @ 18 Bar Coupled with UL Listed Stallion Engine. Suction and Discharge Pressure Gauges and Air Release Valve are included. | 42085.5769 | 154664.4952
LIFECO-UK |  | 231007200798 | LIFECO-UK-UL Listed Split Case (GMS 200-40SM) Engine Driven Skid Pump 200 GPM @ 19 Bar Coupled with UL Listed Stallion Engine. Suction and Discharge Pressure Gauges and Air Release Valve are included. | 42085.5769 | 154664.4952
LIFECO-UK |  | 231007200799 | LIFECO-UK-UL Listed Split Case (GMS 200-40SM) Engine Driven Skid Pump 200 GPM @ 19.93 Bar Coupled with UL Listed Stallion Engine. Suction and Discharge Pressure Gauges and Air Release Valve are included. | 42617.3141 | 156618.6293
LIFECO-UK |  | 231007200800 | LIFECO-UK-UL Listed Split Case (GMS 250-28SM) Engine Driven Skid Pump 250 GPM @ 6.96 Bar Coupled with UL Listed Stallion Engine. Suction and Discharge Pressure Gauges and Air Release Valve are included. | 20853.8529 | 76637.9094
LIFECO-UK |  | 231007200801 | LIFECO-UK-UL Listed Split Case (GMS 250-28SM) Engine Driven Skid Pump 250 GPM @ 8 Bar Coupled with UL Listed Stallion Engine. Suction and Discharge Pressure Gauges and Air Release Valve are included. | 20929.5202 | 76915.9867
LIFECO-UK |  | 231007200802 | LIFECO-UK-UL Listed Split Case (GMS 250-28SM) Engine Driven Skid Pump 250 GPM @ 9 Bar Coupled with UL Listed Stallion Engine. Suction and Discharge Pressure Gauges and Air Release Valve are included. | 21005.1875 | 77194.0641
LIFECO-UK |  | 231007200803 | LIFECO-UK-UL Listed Split Case (GMS 250-28SM) Engine Driven Skid Pump 250 GPM @ 10 Bar Coupled with UL Listed Stallion Engine. Suction and Discharge Pressure Gauges and Air Release Valve are included. | 22140.1971 | 81365.2244
LIFECO-UK |  | 231007200804 | LIFECO-UK-UL Listed Split Case (GMS 250-28SM) Engine Driven Skid Pump 250 GPM @ 11 Bar Coupled with UL Listed Stallion Engine. Suction and Discharge Pressure Gauges and Air Release Valve are included. | 23110.5769 | 84931.3702
LIFECO-UK |  | 231007200805 | LIFECO-UK-UL Listed Split Case (GMS 250-35SM) Engine Driven Skid Pump 250 GPM @ 12 Bar Coupled with UL Listed Stallion Engine. Suction and Discharge Pressure Gauges and Air Release Valve are included. | 29840.5321 | 109663.9553
LIFECO-UK |  | 231007200806 | LIFECO-UK-UL Listed Split Case (GMS 250-35SM) Engine Driven Skid Pump 250 GPM @ 13 Bar Coupled with UL Listed Stallion Engine. Suction and Discharge Pressure Gauges and Air Release Valve are included. | 30143.2013 | 110776.2647
LIFECO-UK |  | 231007200807 | LIFECO-UK-UL Listed Split Case (GMS 250-35SM) Engine Driven Skid Pump 250 GPM @ 14 Bar Coupled with UL Listed Stallion Engine. Suction and Discharge Pressure Gauges and Air Release Valve are included. | 30370.2032 | 111610.4968
LIFECO-UK |  | 126064200079 | LIFECO-UK-UL Listed Split Case (GMS 250-40SM) Engine Driven Skid Pump 250 GPM @ 15 Bar Coupled with FM Listed Stallion Engine. Suction and Discharge Pressure Gauges and Air Release Valve are included. | 40707.0513 | 149598.4135
LIFECO-UK |  | 126064200080 | LIFECO-UK-UL Listed Split Case (GMS 250-40SM) Engine Driven Skid Pump 250 GPM @ 16 Bar Coupled with FM Listed Stallion Engine. Suction and Discharge Pressure Gauges and Air Release Valve are included. | 40707.0513 | 149598.4135
LIFECO-UK |  | 126064200081 | LIFECO-UK-UL Listed Split Case (GMS 250-40SM) Engine Driven Skid Pump 250 GPM @ 17 Bar Coupled with FM Listed Stallion Engine. Suction and Discharge Pressure Gauges and Air Release Valve are included. | 40707.0513 | 149598.4135
LIFECO-UK |  | 126064200082 | LIFECO-UK-UL Listed Split Case (GMS 250-40SM) Engine Driven Skid Pump 250 GPM @ 18 Bar Coupled with FM Listed Stallion Engine. Suction and Discharge Pressure Gauges and Air Release Valve are included. | 42085.5769 | 154664.4952
LIFECO-UK |  | 126064200083 | LIFECO-UK-UL Listed Split Case (GMS 250-40SM) Engine Driven Skid Pump 250 GPM @ 19 Bar Coupled with FM Listed Stallion Engine. Suction and Discharge Pressure Gauges and Air Release Valve are included. | 42617.3141 | 156618.6293
LIFECO-UK |  | 126064200084 | LIFECO-UK-UL Listed Split Case (GMS 250-40SM) Engine Driven Skid Pump 250 GPM @ 19.86 Bar Coupled with FM Listed Stallion Engine. Suction and Discharge Pressure Gauges and Air Release Valve are included. | 45410.2564 | 166882.6923
LIFECO-UK |  | 231007200814 | LIFECO-UK-UL Listed Split Case (GMS 300-28SM) Engine Driven Skid Pump 300 GPM @ 6.9 Bar Coupled with UL Listed Stallion Engine. Suction and Discharge Pressure Gauges and Air Release Valve are included. | 21005.1875 | 77194.0641
LIFECO-UK |  | 231007200815 | LIFECO-UK-UL Listed Split Case (GMS 300-28SM) Engine Driven Skid Pump 300 GPM @ 8 Bar Coupled with UL Listed Stallion Engine. Suction and Discharge Pressure Gauges and Air Release Valve are included. | 21232.1894 | 78028.2961
LIFECO-UK |  | 231007200816 | LIFECO-UK-UL Listed Split Case (GMS 300-28SM) Engine Driven Skid Pump 300 GPM @ 9 Bar Coupled with UL Listed Stallion Engine. Suction and Discharge Pressure Gauges and Air Release Valve are included. | 22140.1971 | 81365.2244
LIFECO-UK |  | 231007200817 | LIFECO-UK-UL Listed Split Case (GMS 300-28SM) Engine Driven Skid Pump 300 GPM @ 10 Bar Coupled with UL Listed Stallion Engine. Suction and Discharge Pressure Gauges and Air Release Valve are included. | 22442.8663 | 82477.5338
LIFECO-UK |  | 231007200818 | LIFECO-UK-UL Listed Split Case (GMS 300-28SM) Engine Driven Skid Pump 300 GPM @ 11 Bar Coupled with UL Listed Stallion Engine. Suction and Discharge Pressure Gauges and Air Release Valve are included. | 29840.5321 | 109663.9553
LIFECO-UK |  | 231007200819 | LIFECO-UK-UL Listed Split Case (GMS 300-35SM) Engine Driven Skid Pump 300 GPM @ 12 Bar Coupled with UL Listed Stallion Engine. Suction and Discharge Pressure Gauges and Air Release Valve are included. | 30143.2013 | 110776.2647
LIFECO-UK |  | 231007200820 | LIFECO-UK-UL Listed Split Case (GMS 300-35SM) Engine Driven Skid Pump 300 GPM @ 13 Bar Coupled with UL Listed Stallion Engine. Suction and Discharge Pressure Gauges and Air Release Valve are included. | 30445.8705 | 111888.5741
LIFECO-UK |  | 231007200821 | LIFECO-UK-UL Listed Split Case (GMS 300-35SM) Engine Driven Skid Pump 300 GPM @ 14 Bar Coupled with UL Listed Stallion Engine. Suction and Discharge Pressure Gauges and Air Release Valve are included. | 30748.5397 | 113000.8836
LIFECO-UK |  | 231007200822 | LIFECO-UK-UL Listed Split Case (GMS 300-40SM) Engine Driven Skid Pump 300 GPM @ 15 Bar Coupled with UL Listed Stallion Engine. Suction and Discharge Pressure Gauges and Air Release Valve are included. | 40707.0513 | 149598.4135
LIFECO-UK |  | 231007200823 | LIFECO-UK-UL Listed Split Case (GMS 300-40SM) Engine Driven Skid Pump 300 GPM @ 16 Bar Coupled with UL Listed Stallion Engine. Suction and Discharge Pressure Gauges and Air Release Valve are included. | 40707.0513 | 149598.4135
LIFECO-UK |  | 231007200824 | LIFECO-UK-UL Listed Split Case (GMS 300-40SM) Engine Driven Skid Pump 300 GPM @ 17 Bar Coupled with UL Listed Stallion Engine. Suction and Discharge Pressure Gauges and Air Release Valve are included. | 40707.0513 | 149598.4135
LIFECO-UK |  | 231007200825 | LIFECO-UK-UL Listed Split Case (GMS 300-40SM) Engine Driven Skid Pump 300 GPM @ 18 Bar Coupled with UL Listed Stallion Engine. Suction and Discharge Pressure Gauges and Air Release Valve are included. | 42085.5769 | 154664.4952
LIFECO-UK |  | 231007200826 | LIFECO-UK-UL Listed Split Case (GMS 300-40SM) Engine Driven Skid Pump 300 GPM @ 19 Bar Coupled with UL Listed Stallion Engine. Suction and Discharge Pressure Gauges and Air Release Valve are included. | 42617.3141 | 156618.6293
LIFECO-UK |  | 231007200827 | LIFECO-UK-UL Listed Split Case (GMS 300-40SM) Engine Driven Skid Pump 300 GPM @ 19.72 Bar Coupled with UL Listed Stallion Engine. Suction and Discharge Pressure Gauges and Air Release Valve are included. | 45410.2564 | 166882.6923
LIFECO-UK |  | 231007200828 | LIFECO-UK-UL Listed Split Case (GMS 400-28SM) Engine Driven Skid Pump 400 GPM @ 6.76 Bar Coupled with UL Listed Stallion Engine. Suction and Discharge Pressure Gauges and Air Release Valve are included. | 21686.1933 | 79696.7603
LIFECO-UK |  | 231007200829 | LIFECO-UK-UL Listed Split Case (GMS 400-28SM) Engine Driven Skid Pump 400 GPM @ 7 Bar Coupled with UL Listed Stallion Engine. Suction and Discharge Pressure Gauges and Air Release Valve are included. | 21913.1952 | 80530.9923
LIFECO-UK |  | 231007200830 | LIFECO-UK-UL Listed Split Case (GMS 400-28SM) Engine Driven Skid Pump 400 GPM @ 8 Bar Coupled with UL Listed Stallion Engine. Suction and Discharge Pressure Gauges and Air Release Valve are included. | 22745.5356 | 83589.8432
LIFECO-UK |  | 231007200831 | LIFECO-UK-UL Listed Split Case (GMS 400-28SM) Engine Driven Skid Pump 400 GPM @ 9 Bar Coupled with UL Listed Stallion Engine. Suction and Discharge Pressure Gauges and Air Release Valve are included. | 23048.2048 | 84702.1527
LIFECO-UK |  | 231007200832 | LIFECO-UK-UL Listed Split Case (GMS 400-28SM) Engine Driven Skid Pump 400 GPM @ 10 Bar Coupled with UL Listed Stallion Engine. Suction and Discharge Pressure Gauges and Air Release Valve are included. | 29840.5321 | 109663.9553
LIFECO-UK |  | 231007200833 | LIFECO-UK-UL Listed Split Case (GMS 400-28SM) Engine Driven Skid Pump 400 GPM @ 11 Bar Coupled with UL Listed Stallion Engine. Suction and Discharge Pressure Gauges and Air Release Valve are included. | 30143.2013 | 110776.2647
LIFECO-UK |  | 231007200834 | LIFECO-UK-UL Listed Split Case (GMS 400-35SM) Engine Driven Skid Pump 400 GPM @ 12 Bar Coupled with UL Listed Stallion Engine. Suction and Discharge Pressure Gauges and Air Release Valve are included. | 30445.8705 | 111888.5741
LIFECO-UK |  | 231007200835 | LIFECO-UK-UL Listed Split Case (GMS 400-35SM) Engine Driven Skid Pump 400 GPM @ 13 Bar Coupled with UL Listed Stallion Engine. Suction and Discharge Pressure Gauges and Air Release Valve are included. | 30748.5397 | 113000.8836
LIFECO-UK |  | 231007200836 | LIFECO-UK-UL Listed Split Case (GMS 400-35SM) Engine Driven Skid Pump 400 GPM @ 14 Bar Coupled with UL Listed Stallion Engine. Suction and Discharge Pressure Gauges and Air Release Valve are included. | 31051.209 | 114113.193
LIFECO-UK |  | 231007200837 | LIFECO-UK-UL Listed Split Case (GMS 400-40SM) Engine Driven Skid Pump 400 GPM @ 15 Bar Coupled with UL Listed Stallion Engine. Suction and Discharge Pressure Gauges and Air Release Valve are included. | 40707.0513 | 149598.4135
LIFECO-UK |  | 231007200838 | LIFECO-UK-UL Listed Split Case (GMS 400-40SM) Engine Driven Skid Pump 400 GPM @ 16 Bar Coupled with UL Listed Stallion Engine. Suction and Discharge Pressure Gauges and Air Release Valve are included. | 40707.0513 | 149598.4135
LIFECO-UK |  | 231007200839 | LIFECO-UK-UL Listed Split Case (GMS 400-40SM) Engine Driven Skid Pump 400 GPM @ 17 Bar Coupled with UL Listed Stallion Engine. Suction and Discharge Pressure Gauges and Air Release Valve are included. | 40707.0513 | 149598.4135
LIFECO-UK |  | 231007200840 | LIFECO-UK-UL Listed Split Case (GMS 400-40SM) Engine Driven Skid Pump 400 GPM @ 18 Bar Coupled with UL Listed Stallion Engine. Suction and Discharge Pressure Gauges and Air Release Valve are included. | 42085.5769 | 154664.4952
LIFECO-UK |  | 231007200841 | LIFECO-UK-UL Listed Split Case (GMS 400-40SM) Engine Driven Skid Pump 400 GPM @ 19 Bar Coupled with UL Listed Stallion Engine. Suction and Discharge Pressure Gauges and Air Release Valve are included. | 45410.2564 | 166882.6923
LIFECO-UK |  | 231007200842 | LIFECO-UK-UL Listed Split Case (GMS 400-40SM) Engine Driven Skid Pump 400 GPM @ 19.65 Bar Coupled with UL Listed Stallion Engine. Suction and Discharge Pressure Gauges and Air Release Valve are included. | 45410.2564 | 166882.6923
LIFECO-UK |  | 231007200843 | LIFECO-UK-UL Listed Split Case (GMS 450-28SM) Engine Driven Skid Pump 450 GPM @ 6.62 Bar Coupled with UL Listed Stallion Engine. Suction and Discharge Pressure Gauges and Air Release Valve are included. | 21686.1933 | 79696.7603
LIFECO-UK |  | 231007200844 | LIFECO-UK-UL Listed Split Case (GMS 450-28SM) Engine Driven Skid Pump 450 GPM @ 7 Bar Coupled with UL Listed Stallion Engine. Suction and Discharge Pressure Gauges and Air Release Valve are included. | 21913.1952 | 80530.9923
LIFECO-UK |  | 231007200845 | LIFECO-UK-UL Listed Split Case (GMS 450-28SM) Engine Driven Skid Pump 450 GPM @ 8 Bar Coupled with UL Listed Stallion Engine. Suction and Discharge Pressure Gauges and Air Release Valve are included. | 22745.5356 | 83589.8432
LIFECO-UK |  | 231007200846 | LIFECO-UK-UL Listed Split Case (GMS 450-28SM) Engine Driven Skid Pump 450 GPM @ 9 Bar Coupled with UL Listed Stallion Engine. Suction and Discharge Pressure Gauges and Air Release Valve are included. | 22821.2029 | 83867.9206
LIFECO-UK |  | 231007200847 | LIFECO-UK-UL Listed Split Case (GMS 450-28SM) Engine Driven Skid Pump 450 GPM @ 10 Bar Coupled with UL Listed Stallion Engine. Suction and Discharge Pressure Gauges and Air Release Valve are included. | 30143.2013 | 110776.2647
LIFECO-UK |  | 126064200085 | LIFECO-UK-UL Listed Split Case (GMS 450-28SM) Engine Driven Skid Pump 450 GPM @ 11 Bar Coupled with FM Listed Stallion Engine. Suction and Discharge Pressure Gauges and Air Release Valve are included. | 30445.8705 | 111888.5741
LIFECO-UK |  | 126064200086 | LIFECO-UK-UL Listed Split Case (GMS 450-37SM-2G) Engine Driven Skid Pump 450 GPM @ 15.17 Bar Coupled with FM Listed Stallion Engine. Suction and Discharge Pressure Gauges and Air Release Valve are included. | 37279.7217 | 137002.9773
LIFECO-UK |  | 231007200850 | LIFECO-UK-UL Listed Split Case (GMS 450-37SM-2G) Engine Driven Skid Pump 450 GPM @ 16 Bar Coupled with UL Listed Stallion Engine. Suction and Discharge Pressure Gauges and Air Release Valve are included. | 39815.0641 | 146320.3606
LIFECO-UK |  | 231007200851 | LIFECO-UK-UL Listed Split Case (GMS 450-37SM-2G) Engine Driven Skid Pump 450 GPM @ 17 Bar Coupled with UL Listed Stallion Engine. Suction and Discharge Pressure Gauges and Air Release Valve are included. | 41837.0192 | 153751.0457
LIFECO-UK |  | 231007200852 | LIFECO-UK-UL Listed Split Case (GMS 450-37SM-2G) Engine Driven Skid Pump 450 GPM @ 18 Bar Coupled with UL Listed Stallion Engine. Suction and Discharge Pressure Gauges and Air Release Valve are included. | 42366.6904 | 155697.5872
LIFECO-UK |  | 231007200853 | LIFECO-UK-UL Listed Split Case (GMS 450-37SM-2G) Engine Driven Skid Pump 450 GPM @ 19 Bar Coupled with UL Listed Stallion Engine. Suction and Discharge Pressure Gauges and Air Release Valve are included. | 43222.6526 | 158843.2482
LIFECO-UK |  | 231007200854 | LIFECO-UK-UL Listed Split Case (GMS 450-37SM-2G) Engine Driven Skid Pump 450 GPM @ 20.2 Bar Coupled with UL Listed Stallion Engine. Suction and Discharge Pressure Gauges and Air Release Valve are included. | 44958.0859 | 165220.9657
LIFECO-UK |  | 231007200855 | LIFECO-UK-UL Listed Split Case (GMS 500-28SM) Engine Driven Skid Pump 500 GPM @ 6.48 Bar Coupled with UL Listed Stallion Engine. Suction and Discharge Pressure Gauges and Air Release Valve are included. | 22140.1971 | 81365.2244
LIFECO-UK |  | 231007200856 | LIFECO-UK-UL Listed Split Case (GMS 500-28SM) Engine Driven Skid Pump 500 GPM @ 7 Bar Coupled with UL Listed Stallion Engine. Suction and Discharge Pressure Gauges and Air Release Valve are included. | 22745.5356 | 83589.8432
LIFECO-UK |  | 231007200857 | LIFECO-UK-UL Listed Split Case (GMS 500-28SM) Engine Driven Skid Pump 500 GPM @ 8 Bar Coupled with UL Listed Stallion Engine. Suction and Discharge Pressure Gauges and Air Release Valve are included. | 25166.8894 | 92488.3186
LIFECO-UK |  | 231007200858 | LIFECO-UK-UL Listed Split Case (GMS 500-28SM) Engine Driven Skid Pump 500 GPM @ 9 Bar Coupled with UL Listed Stallion Engine. Suction and Discharge Pressure Gauges and Air Release Valve are included. | 27419.1782 | 100765.4799
LIFECO-UK |  | 231007200859 | LIFECO-UK-UL Listed Split Case (GMS 500-28SM) Engine Driven Skid Pump 500 GPM @ 10 Bar Coupled with UL Listed Stallion Engine. Suction and Discharge Pressure Gauges and Air Release Valve are included. | 28263.9983 | 103870.1939
LIFECO-UK |  | 126064200087 | LIFECO-UK-UL Listed Split Case (GMS 500-28SM) Engine Driven Skid Pump 500 GPM @ 11 Bar Coupled with FM Listed Stallion Engine. Suction and Discharge Pressure Gauges and Air Release Valve are included. | 28263.9983 | 103870.1939
LIFECO-UK |  | 231007200861 | LIFECO-UK-UL Listed Split Case (GMS 500-31SM) Engine Driven Skid Pump 500 GPM @ 12 Bar Coupled with UL Listed Stallion Engine. Suction and Discharge Pressure Gauges and Air Release Valve are included. | 29115.0942 | 106997.9711
LIFECO-UK |  | 126064200088 | LIFECO-UK-UL Listed Split Case (GMS 500-37SM-2G) Engine Driven Skid Pump 500 GPM @ 14.89 Bar Coupled with FM Listed Stallion Engine. Suction and Discharge Pressure Gauges and Air Release Valve are included. | 37279.7217 | 137002.9773
LIFECO-UK |  | 126064200089 | LIFECO-UK-UL Listed Split Case (GMS 500-37SM-2G) Engine Driven Skid Pump 500 GPM @ 15 Bar Coupled with FM Listed Stallion Engine. Suction and Discharge Pressure Gauges and Air Release Valve are included. | 37279.7217 | 137002.9773
LIFECO-UK |  | 231007200864 | LIFECO-UK-UL Listed Split Case (GMS 500-37SM-2G) Engine Driven Skid Pump 500 GPM @ 16 Bar Coupled with UL Listed Stallion Engine. Suction and Discharge Pressure Gauges and Air Release Valve are included. | 39815.0641 | 146320.3606
LIFECO-UK |  | 231007200865 | LIFECO-UK-UL Listed Split Case (GMS 500-37SM-2G) Engine Driven Skid Pump 500 GPM @ 17 Bar Coupled with UL Listed Stallion Engine. Suction and Discharge Pressure Gauges and Air Release Valve are included. | 41837.0192 | 153751.0457
LIFECO-UK |  | 231007200866 | LIFECO-UK-UL Listed Split Case (GMS 500-37SM-2G) Engine Driven Skid Pump 500 GPM @ 18 Bar Coupled with UL Listed Stallion Engine. Suction and Discharge Pressure Gauges and Air Release Valve are included. | 42366.6904 | 155697.5872
LIFECO-UK |  | 231007200867 | LIFECO-UK-UL Listed Split Case (GMS 500-37SM-2G) Engine Driven Skid Pump 500 GPM @ 19 Bar Coupled with UL Listed Stallion Engine. Suction and Discharge Pressure Gauges and Air Release Valve are included. | 43222.6526 | 158843.2482
LIFECO-UK |  | 126064200090 | LIFECO-UK-UL Listed Split Case (GMS 500-37SM-2G) Engine Driven Skid Pump 500 GPM @ 20 Bar Coupled with UL/FM Listed Stallion Engine. Suction and Discharge Pressure Gauges and Air Release Valve are included. | 43222.6526 | 158843.2482
LIFECO-UK |  | 231007200869 | LIFECO-UK-UL Listed Split Case (GMS 500-37SM-2G) Engine Driven Skid Pump 500 GPM @ 20.41 Bar Coupled with UL Listed Stallion Engine. Suction and Discharge Pressure Gauges and Air Release Valve are included. | 44958.0859 | 165220.9657
LIFECO-UK |  | 231007200870 | LIFECO-UK-UL Listed Split Case (GMS 750-32SM) Engine Driven Skid Pump 750 GPM @ 7.65 Bar Coupled with UL Listed Stallion Engine. Suction and Discharge Pressure Gauges and Air Release Valve are included. | 27732.6923 | 101917.6442
LIFECO-UK |  | 231007200871 | LIFECO-UK-UL Listed Split Case (GMS 750-32SM) Engine Driven Skid Pump 750 GPM @ 8 Bar Coupled with UL Listed Stallion Engine. Suction and Discharge Pressure Gauges and Air Release Valve are included. | 28024.5167 | 102990.0987
LIFECO-UK |  | 231007200872 | LIFECO-UK-UL Listed Split Case (GMS 750-31SM) Engine Driven Skid Pump 750 GPM @ 9.03 Bar Coupled with UL Listed Stallion Engine. Suction and Discharge Pressure Gauges and Air Release Valve are included. | 28327.1859 | 104102.4082
LIFECO-UK |  | 231007200873 | LIFECO-UK-UL Listed Split Case (GMS 750-31SM) Engine Driven Skid Pump 750 GPM @ 10 Bar Coupled with UL Listed Stallion Engine. Suction and Discharge Pressure Gauges and Air Release Valve are included. | 28781.1897 | 105770.8723
LIFECO-UK |  | 231007200874 | LIFECO-UK-UL Listed Split Case (GMS 750-31SM) Engine Driven Skid Pump 750 GPM @ 11 Bar Coupled with FM Listed Stallion Engine. Suction and Discharge Pressure Gauges and Air Release Valve are included. | 34270.2885 | 125943.3101
LIFECO-UK |  | 231007200875 | LIFECO-UK-UL Listed Split Case (GMS 750-31SM) Engine Driven Skid Pump 750 GPM @ 12 Bar Coupled with FM Listed Stallion Engine. Suction and Discharge Pressure Gauges and Air Release Valve are included. | 35626.4259 | 130927.1151
LIFECO-UK |  | 231007200876 | LIFECO-UK-UL Listed Split Case (GMS 750-32SM) Engine Driven Skid Pump 750 GPM @ 13 Bar Coupled with UL Listed Stallion Engine. Suction and Discharge Pressure Gauges and Air Release Valve are included. | 36287.6603 | 133357.1514
LIFECO-UK |  | 231007200877 | LIFECO-UK-UL Listed Split Case (GMS 750-32SM) Engine Driven Skid Pump 750 GPM @ 14 Bar Coupled with UL Listed Stallion Engine. Suction and Discharge Pressure Gauges and Air Release Valve are included. | 39551.8665 | 145353.1095
LIFECO-UK |  | 231007200878 | LIFECO-UK-UL Listed Split Case (GMS 750-37SM-2G) Engine Driven Skid Pump 750 GPM @ 15 Bar Coupled with UL Listed Stallion Engine. Suction and Discharge Pressure Gauges and Air Release Valve are included. | 41988.3538 | 154307.2004
LIFECO-UK |  | 231007200879 | LIFECO-UK-UL Listed Split Case (GMS 750-37SM-2G) Engine Driven Skid Pump 750 GPM @ 16 Bar Coupled with UL Listed Stallion Engine. Suction and Discharge Pressure Gauges and Air Release Valve are included. | 43222.6526 | 158843.2482
LIFECO-UK |  | 231007200880 | LIFECO-UK-UL Listed Split Case (GMS 750-37SM-2G) Engine Driven Skid Pump 750 GPM @ 17 Bar Coupled with UL Listed Stallion Engine. Suction and Discharge Pressure Gauges and Air Release Valve are included. | 43676.6564 | 160511.7123
LIFECO-UK |  | 231007200881 | LIFECO-UK-UL Listed Split Case (GMS 750-37SM-2G) Engine Driven Skid Pump 750 GPM @ 18 Bar Coupled with UL Listed Stallion Engine. Suction and Discharge Pressure Gauges and Air Release Valve are included. | 44958.0859 | 165220.9657
LIFECO-UK |  | 231007200882 | LIFECO-UK-UL Listed Split Case (GMS 750-37SM-2G) Engine Driven Skid Pump 750 GPM @ 19.03 Bar Coupled with UL Listed Stallion Engine. Suction and Discharge Pressure Gauges and Air Release Valve are included. | 44958.0859 | 165220.9657
LIFECO-UK |  | 231007200883 | LIFECO-UK-UL Listed Split Case (GMS 1000-30SM) Engine Driven Skid Pump 1000 GPM @ 6.76 Bar Coupled with UL Listed Stallion Engine. Suction and Discharge Pressure Gauges and Air Release Valve are included. | 31353.8782 | 115225.5024
LIFECO-UK |  | 231007200884 | LIFECO-UK-UL Listed Split Case (GMS 1000-30SM) Engine Driven Skid Pump 1000 GPM @ 7 Bar Coupled with UL Listed Stallion Engine. Suction and Discharge Pressure Gauges and Air Release Valve are included. | 32186.2186 | 118284.3533
LIFECO-UK |  | 231007200885 | LIFECO-UK-UL Listed Split Case (GMS 1000-30SM) Engine Driven Skid Pump 1000 GPM @ 8 Bar Coupled with FM Listed Stallion Engine. Suction and Discharge Pressure Gauges and Air Release Valve are included. | 32454.2731 | 119269.4536
LIFECO-UK |  | 231007200886 | LIFECO-UK-UL Listed Split Case (GMS 1000-31SM) Engine Driven Skid Pump 1000 GPM @ 9.24 Bar Coupled with UL Listed Stallion Engine. Suction and Discharge Pressure Gauges and Air Release Valve are included. | 32859.6576 | 120759.2418
LIFECO-UK |  | 231007200887 | LIFECO-UK-UL Listed Split Case (GMS 1000-31SM) Engine Driven Skid Pump 1000 GPM @ 10 Bar Coupled with FM Listed Stallion Engine. Suction and Discharge Pressure Gauges and Air Release Valve are included. | 34345.9558 | 126221.3875
LIFECO-UK |  | 231007200888 | LIFECO-UK-UL Listed Split Case (GMS 1000-31SM) Engine Driven Skid Pump 1000 GPM @ 11 Bar Coupled with FM Listed Stallion Engine. Suction and Discharge Pressure Gauges and Air Release Valve are included. | 35769.8879 | 131454.3382
LIFECO-UK |  | 231007200889 | LIFECO-UK-UL Listed Split Case (GMS 1000-31SM) Engine Driven Skid Pump 1000 GPM @ 12 Bar Coupled with UL Listed Stallion Engine. Suction and Discharge Pressure Gauges and Air Release Valve are included. | 38389.1153 | 141079.9986
LIFECO-UK |  | 231007200890 | LIFECO-UK-UL Listed Split Case (GMS 1000-36SM-2G) Engine Driven Skid Pump 1000 GPM @ 13 Bar Coupled with UL Listed Stallion Engine. Suction and Discharge Pressure Gauges and Air Release Valve are included. | 40220.5128 | 147810.3846
LIFECO-UK |  | 231007200891 | LIFECO-UK-UL Listed Split Case (GMS 1000-40SM) Engine Driven Skid Pump 1000 GPM @ 14 Bar Coupled with UL Listed Stallion Engine. Suction and Discharge Pressure Gauges and Air Release Valve are included. | 42085.5769 | 154664.4952
LIFECO-UK |  | 231007200892 | LIFECO-UK-UL Listed Split Case (GMS 1000-36SM-2G) Engine Driven Skid Pump 1000 GPM @ 15 Bar Coupled with UL Listed Stallion Engine. Suction and Discharge Pressure Gauges and Air Release Valve are included. | 43545.1923 | 160028.5817
LIFECO-UK |  | 231007200893 | LIFECO-UK-UL Listed Split Case (GMS 1000-36SM-2G) Engine Driven Skid Pump 1000 GPM @ 16 Bar Coupled with FM Listed Stallion Engine. Suction and Discharge Pressure Gauges and Air Release Valve are included. | 44437.1795 | 163306.6346
LIFECO-UK |  | 126064200091 | LIFECO-UK-UL Listed Split Case (GMS 1000-36SM-2G) Engine Driven Skid Pump 1000 GPM @ 17 Bar Coupled with FM Listed Stallion Engine. Suction and Discharge Pressure Gauges and Air Release Valve are included. | 44504.0821 | 163552.5015
LIFECO-UK |  | 231007200895 | LIFECO-UK-UL Listed Split Case (GMS 1000-40SM) Engine Driven Skid Pump 1000 GPM @ 18 Bar Coupled with FM Listed Stallion Engine. Suction and Discharge Pressure Gauges and Air Release Valve are included. | 48510 | 178274.25
LIFECO-UK |  | 126064200092 | LIFECO-UK-UL Listed Split Case (GMS 1000-40SM) Engine Driven Skid Pump 1000 GPM @ 18.75 Bar Coupled with UL/FM Listed Engine. Suction and Discharge Pressure Gauges and Air Release Valve are included. | 71764.4231 | 263734.2548
LIFECO-UK |  | 231007200896 | LIFECO-UK-UL Listed Split Case (GMS 1250-30SM) Engine Driven Skid Pump 1250 GPM @ 6.48 Bar Coupled with UL Listed Stallion Engine. Suction and Discharge Pressure Gauges and Air Release Valve are included. | 31353.8782 | 115225.5024
LIFECO-UK |  | 231007200897 | LIFECO-UK-UL Listed Split Case (GMS 1250-30SM) Engine Driven Skid Pump 1250 GPM @ 7 Bar Coupled with UL Listed Stallion Engine. Suction and Discharge Pressure Gauges and Air Release Valve are included. | 32413.2205 | 119118.5854
LIFECO-UK |  | 231007200898 | LIFECO-UK-UL Listed Split Case (GMS 1250-30SM) Engine Driven Skid Pump 1250 GPM @ 8 Bar Coupled with UL Listed Stallion Engine. Suction and Discharge Pressure Gauges and Air Release Valve are included. | 41837.0192 | 153751.0457
LIFECO-UK |  | 231007200899 | LIFECO-UK-UL Listed Split Case (GMS 1250-29SM) Engine Driven Skid Pump 1250 GPM @ 9.45 Bar Coupled with UL Listed Stallion Engine. Suction and Discharge Pressure Gauges and Air Release Valve are included. | 42291.0231 | 155419.5098
LIFECO-UK |  | 231007200900 | LIFECO-UK-UL Listed Split Case (GMS 1250-29SM) Engine Driven Skid Pump 1250 GPM @ 10 Bar Coupled with UL Listed Stallion Engine. Suction and Discharge Pressure Gauges and Air Release Valve are included. | 42820.6942 | 157366.0513
LIFECO-UK |  | 231007200901 | LIFECO-UK-UL Listed Split Case (GMS 1250-29SM) Engine Driven Skid Pump 1250 GPM @ 11 Bar Coupled with UL Listed Stallion Engine. Suction and Discharge Pressure Gauges and Air Release Valve are included. | 43071.3179 | 158287.0935
LIFECO-UK |  | 231007200902 | LIFECO-UK-UL Listed Split Case (GMS 1250-29SM) Engine Driven Skid Pump 1250 GPM @ 12.21 Bar Coupled with UL Listed Stallion Engine. Suction and Discharge Pressure Gauges and Air Release Valve are included. | 44806.7513 | 164664.811
LIFECO-UK |  | 231007200903 | LIFECO-UK-UL Listed Split Case (GMS 1250-36SM-2G) Engine Driven Skid Pump 1250 GPM @ 13 Bar Coupled with UL Listed Stallion Engine. Suction and Discharge Pressure Gauges and Air Release Valve are included. | 45866.0936 | 168557.8939
LIFECO-UK |  | 231007200904 | LIFECO-UK-UL Listed Split Case (GMS 1250-36SM-2G) Engine Driven Skid Pump 1250 GPM @ 14 Bar Coupled with UL Listed Stallion Engine. Suction and Discharge Pressure Gauges and Air Release Valve are included. | 45866.0936 | 168557.8939
LIFECO-UK |  | 231007200905 | LIFECO-UK-UL Listed Split Case (GMS 1250-36SM-2G) Engine Driven Skid Pump 1250 GPM @ 15 Bar Coupled with UL Listed Stallion Engine. Suction and Discharge Pressure Gauges and Air Release Valve are included. | 45866.0936 | 168557.8939
LIFECO-UK |  | 231007200906 | LIFECO-UK-UL Listed Split Case (GMS 1250-36SM-2G) Engine Driven Skid Pump 1250 GPM @ 16 Bar Coupled with FM Listed Stallion Engine. Suction and Discharge Pressure Gauges and Air Release Valve are included. | 45866.0936 | 168557.8939
LIFECO-UK |  | 126064200093 | LIFECO-UK-UL Listed Split Case (GMS 1250-36SM-2G) Engine Driven Skid Pump 1250 GPM @ 17 Bar Coupled with UL/FM Listed Engine. Suction and Discharge Pressure Gauges and Air Release Valve are included. | 69858.8141 | 256731.1418
LIFECO-UK |  | 126064200094 | LIFECO-UK-UL Listed Split Case (GMS 1250-36SM-2G) Engine Driven Skid Pump 1250 GPM @ 18 Bar Coupled with UL Listed Engine. Suction and Discharge Pressure Gauges and Air Release Valve are included. | 85549.6795 | 314395.0721
LIFECO-UK |  | 126064200095 | LIFECO-UK-UL Listed Split Case (GMS 1250-36SM-2G) Engine Driven Skid Pump 1250 GPM @ 19 Bar Coupled with UL Listed Engine. Suction and Discharge Pressure Gauges and Air Release Valve are included. | 85549.6795 | 314395.0721
LIFECO-UK |  | 231007200907 | LIFECO-UK-UL Listed Split Case (GMS 1500-30SM) Engine Driven Skid Pump 1500 GPM @ 6.07 Bar Coupled with UL Listed Stallion Engine. Suction and Discharge Pressure Gauges and Air Release Valve are included. | 32791.5571 | 120508.9722
LIFECO-UK |  | 231007200908 | LIFECO-UK-UL Listed Split Case (GMS 1500-30SM) Engine Driven Skid Pump 1500 GPM @ 7 Bar Coupled with UL Listed Stallion Engine. Suction and Discharge Pressure Gauges and Air Release Valve are included. | 41837.0192 | 153751.0457
LIFECO-UK |  | 231007200909 | LIFECO-UK-UL Listed Split Case (GMS 1500-30SM) Engine Driven Skid Pump 1500 GPM @ 8 Bar Coupled with UL Listed Stallion Engine. Suction and Discharge Pressure Gauges and Air Release Valve are included. | 42442.3577 | 155975.6645
LIFECO-UK |  | 231007200910 | LIFECO-UK-UL Listed Split Case (GMS 1500-30SM) Engine Driven Skid Pump 1500 GPM @ 9 Bar Coupled with UL Listed Stallion Engine. Suction and Discharge Pressure Gauges and Air Release Valve are included. | 43804.3692 | 160981.0569
LIFECO-UK |  | 231007200911 | LIFECO-UK-UL Listed Split Case (GMS 1500-30SM) Engine Driven Skid Pump 1500 GPM @ 10 Bar Coupled with UL Listed Stallion Engine. Suction and Discharge Pressure Gauges and Air Release Valve are included. | 43898.7436 | 161327.8827
LIFECO-UK |  | 231007200912 | LIFECO-UK-UL Listed Split Case (GMS 1500-36SM) Engine Driven Skid Pump 1500 GPM @ 11 Bar Coupled with UL Listed Stallion Engine. Suction and Discharge Pressure Gauges and Air Release Valve are included. | 44428.4147 | 163274.4242
LIFECO-UK |  | 231007200913 | LIFECO-UK-UL Listed Split Case (GMS 1500-36SM) Engine Driven Skid Pump 1500 GPM @ 12 Bar Coupled with UL Listed Stallion Engine. Suction and Discharge Pressure Gauges and Air Release Valve are included. | 44958.0859 | 165220.9657
LIFECO-UK |  | 231007200914 | LIFECO-UK-UL Listed Split Case (GMS 1500-36SM) Engine Driven Skid Pump 1500 GPM @ 13 Bar Coupled with FM Listed Stallion Engine. Suction and Discharge Pressure Gauges and Air Release Valve are included. | 45487.7571 | 167167.5072
LIFECO-UK |  | 126064200096 | LIFECO-UK-UL Listed Split Case (GMS 1500-36SM) Engine Driven Skid Pump 1500 GPM @ 14 Bar Coupled with UL/FM Listed Engine. Suction and Discharge Pressure Gauges and Air Release Valve are included. | 69372.2756 | 254943.113
LIFECO-UK |  | 126064200097 | LIFECO-UK-UL Listed Split Case (GMS 1500-36SM) Engine Driven Skid Pump 1500 GPM @ 15 Bar Coupled with UL Listed Engine. Suction and Discharge Pressure Gauges and Air Release Valve are included. | 85103.6859 | 312756.0457
LIFECO-UK |  | 126064200098 | LIFECO-UK-UL Listed Split Case (GMS 1500-36SM) Engine Driven Skid Pump 1500 GPM @ 16 Bar Coupled with UL Listed Engine. Suction and Discharge Pressure Gauges and Air Release Valve are included. | 85103.6859 | 312756.0457
LIFECO-UK |  | 231007200916 | LIFECO-UK-UL Listed Split Case (GMS 1500-61SL5-2G) Engine Driven Skid Pump 1500 GPM @ 6.83 Bar Coupled with UL Listed Stallion Engine. Suction and Discharge Pressure Gauges and Air Release Valve are included. | 68520.8333 | 251814.0625
LIFECO-UK |  | 231007200917 | LIFECO-UK-UL Listed Split Case (GMS 1500-61SL5-2G) Engine Driven Skid Pump 1500 GPM @ 7 Bar Coupled with UL Listed Stallion Engine. Suction and Discharge Pressure Gauges and Air Release Valve are included. | 68520.8333 | 251814.0625
LIFECO-UK |  | 231007200918 | LIFECO-UK-UL Listed Split Case (GMS 1500-61SL5-2G) Engine Driven Skid Pump 1500 GPM @ 8 Bar Coupled with UL Listed Stallion Engine. Suction and Discharge Pressure Gauges and Air Release Valve are included. | 68520.8333 | 251814.0625
LIFECO-UK |  | 231007200919 | LIFECO-UK-UL Listed Split Case (GMS 1500-61SL5-2G) Engine Driven Skid Pump 1500 GPM @ 9 Bar Coupled with UL Listed Stallion Engine. Suction and Discharge Pressure Gauges and Air Release Valve are included. | 68520.8333 | 251814.0625
LIFECO-UK |  | 231007200920 | LIFECO-UK-UL Listed Split Case (GMS 1500-61SL5-2G) Engine Driven Skid Pump 1500 GPM @ 10 Bar Coupled with UL Listed Stallion Engine. Suction and Discharge Pressure Gauges and Air Release Valve are included. | 68520.8333 | 251814.0625
LIFECO-UK |  | 231007200921 | LIFECO-UK-UL Listed Split Case (GMS 1500-61SL5-2G) Engine Driven Skid Pump 1500 GPM @ 11 Bar Coupled with UL Listed Stallion Engine. Suction and Discharge Pressure Gauges and Air Release Valve are included. | 68520.8333 | 251814.0625
LIFECO-UK |  | 231007200922 | LIFECO-UK-UL Listed Split Case (GMS 1500-61SL5-2G) Engine Driven Skid Pump 1500 GPM @ 11.31 Bar Coupled with UL Listed Stallion Engine. Suction and Discharge Pressure Gauges and Air Release Valve are included. | 72899.6795 | 267906.3221
LIFECO-UK |  | 231007200923 | LIFECO-UK-UL Listed Split Case (GMS 2000-29SM-2G) Engine Driven Skid Pump 2000 GPM @ 6.55 Bar Coupled with UL Listed Stallion Engine. Suction and Discharge Pressure Gauges and Air Release Valve are included. | 42291.0231 | 155419.5098
LIFECO-UK |  | 231007200924 | LIFECO-UK-UL Listed Split Case (GMS 2000-29SM-2G) Engine Driven Skid Pump 2000 GPM @ 7 Bar Coupled with UL Listed Stallion Engine. Suction and Discharge Pressure Gauges and Air Release Valve are included. | 43222.6526 | 158843.2482
LIFECO-UK |  | 231007200925 | LIFECO-UK-UL Listed Split Case (GMS 2000-29SM-2G) Engine Driven Skid Pump 2000 GPM @ 8 Bar Coupled with UL Listed Stallion Engine. Suction and Discharge Pressure Gauges and Air Release Valve are included. | 46168.7628 | 169670.2034
LIFECO-UK |  | 231007200926 | LIFECO-UK-UL Listed Split Case (GMS 2000-29SM-2G) Engine Driven Skid Pump 2000 GPM @ 9 Bar Coupled with UL Listed Stallion Engine. Suction and Discharge Pressure Gauges and Air Release Valve are included. | 46622.7667 | 171338.6675
LIFECO-UK |  | 231007200927 | LIFECO-UK-UL Listed Split Case (GMS 2000-29SM-2G) Engine Driven Skid Pump 2000 GPM @ 10 Bar Coupled with FM Listed Stallion Engine. Suction and Discharge Pressure Gauges and Air Release Valve are included. | 47530.7744 | 174675.5958
LIFECO-UK |  | 231007200928 | LIFECO-UK-UL Listed Split Case (GMS 2000-29SM-2G) Engine Driven Skid Pump 2000 GPM @ 10.2 Bar Coupled with UL/FM Listed Engine. Suction and Discharge Pressure Gauges and Air Release Valve are included. | 68358.6538 | 251218.0529
LIFECO-UK |  | 231007200929 | LIFECO-UK-UL Listed Split Case (GMS 2000-61SL5-2G) Engine Driven Skid Pump 2000 GPM @ 6.48 Bar Coupled with UL Listed Stallion Engine. Suction and Discharge Pressure Gauges and Air Release Valve are included. | 68520.8333 | 251814.0625
LIFECO-UK |  | 231007200930 | LIFECO-UK-UL Listed Split Case (GMS 2000-61SL5-2G) Engine Driven Skid Pump 2000 GPM @ 7 Bar Coupled with UL Listed Stallion Engine. Suction and Discharge Pressure Gauges and Air Release Valve are included. | 68520.8333 | 251814.0625
LIFECO-UK |  | 231007200931 | LIFECO-UK-UL Listed Split Case (GMS 2000-61SL5-2G) Engine Driven Skid Pump 2000 GPM @ 8 Bar Coupled with UL Listed Stallion Engine. Suction and Discharge Pressure Gauges and Air Release Valve are included. | 68520.8333 | 251814.0625
LIFECO-UK |  | 231007200932 | LIFECO-UK-UL Listed Split Case (GMS 2000-61SL5-2G) Engine Driven Skid Pump 2000 GPM @ 9 Bar Coupled with UL Listed Stallion Engine. Suction and Discharge Pressure Gauges and Air Release Valve are included. | 68520.8333 | 251814.0625
LIFECO-UK |  | 231007200933 | LIFECO-UK-UL Listed Split Case (GMS 2000-61SL5-2G) Engine Driven Skid Pump 2000 GPM @ 10 Bar Coupled with UL Listed Stallion Engine. Suction and Discharge Pressure Gauges and Air Release Valve are included. | 72899.6795 | 267906.3221
LIFECO-UK |  | 231007200934 | LIFECO-UK-UL Listed Split Case (GMS 2000-61SL5-2G) Engine Driven Skid Pump 2000 GPM @ 11 Bar Coupled with UL Listed Stallion Engine. Suction and Discharge Pressure Gauges and Air Release Valve are included. | 72899.6795 | 267906.3221
LIFECO-UK |  | 231007200935 | LIFECO-UK-UL Listed Split Case (GMS 2000-61SL5-2G) Engine Driven Skid Pump 2000 GPM @ 11.45 Bar Coupled with UL Listed Stallion Engine. Suction and Discharge Pressure Gauges and Air Release Valve are included. | 72899.6795 | 267906.3221
LIFECO-UK |  | 231004200116 | LIFECO-UK-UL Listed Split Case (GMS 2000-61SL6-2G) Engine Driven Skid Pump 2000 GPM @ 11.93 Bar Coupled with UL Listed Stallion Engine. Suction and Discharge Pressure Gauges and Air Release Valve are included. | 72899.6795 | 267906.3221
LIFECO-UK |  | 231007200936 | LIFECO-UK-UL Listed Split Case (GMS 2500-29SM-2G) Engine Driven Skid Pump 2500 GPM @ 6.13 Bar Coupled with UL Listed Stallion Engine. Suction and Discharge Pressure Gauges and Air Release Valve are included. | 42163.275 | 154950.0356
LIFECO-UK |  | 231007200937 | LIFECO-UK-UL Listed Split Case (GMS 2500-29SM-2G) Engine Driven Skid Pump 2500 GPM @ 7 Bar Coupled with UL Listed Stallion Engine. Suction and Discharge Pressure Gauges and Air Release Valve are included. | 42163.275 | 154950.0356
LIFECO-UK |  | 231007200938 | LIFECO-UK-UL Listed Split Case (GMS 2500-29SM-2G) Engine Driven Skid Pump 2500 GPM @ 8 Bar Coupled with UL Listed Stallion Engine. Suction and Discharge Pressure Gauges and Air Release Valve are included. | 46320.0974 | 170226.3581
LIFECO-UK |  | 126064200100 | LIFECO-UK-UL Listed Split Case (GMS 2500-29SM-2G) Engine Driven Skid Pump 2500 GPM @ 9 Bar Coupled with FM Listed Stallion Engine. Suction and Discharge Pressure Gauges and Air Release Valve are included. | 47530.7744 | 174675.5958
LIFECO-UK |  | 126064200101 | LIFECO-UK-UL Listed Split Case (GMS 2500-29SM-2G) Engine Driven Skid Pump 2500 GPM @ 9.5 Bar Coupled with UL/FM Listed Engine. Suction and Discharge Pressure Gauges and Air Release Valve are included. | 68358.6538 | 251218.0529
LIFECO-UK |  | 126064200103 | LIFECO-UK-UL Listed Split Case (GMS 2500-61SL5-2G) Engine Driven Skid Pump 2500 GPM @ 6.14 Bar Coupled with UL Listed Stallion Engine. Suction and Discharge Pressure Gauges and Air Release Valve are included. | 68520.8333 | 251814.0625
LIFECO-UK |  | 126064200104 | LIFECO-UK-UL Listed Split Case (GMS 2500-61SL5-2G) Engine Driven Skid Pump 2500 GPM @ 7 Bar Coupled with UL Listed Stallion Engine. Suction and Discharge Pressure Gauges and Air Release Valve are included. | 68520.8333 | 251814.0625
LIFECO-UK |  | 126064200105 | LIFECO-UK-UL Listed Split Case (GMS 2500-61SL5-2G) Engine Driven Skid Pump 2500 GPM @ 8 Bar Coupled with UL Listed Stallion Engine. Suction and Discharge Pressure Gauges and Air Release Valve are included. | 68520.8333 | 251814.0625
LIFECO-UK |  | 126064200106 | LIFECO-UK-UL Listed Split Case (GMS 2500-61SL5-2G) Engine Driven Skid Pump 2500 GPM @ 9 Bar Coupled with UL Listed Stallion Engine. Suction and Discharge Pressure Gauges and Air Release Valve are included. | 72899.6795 | 267906.3221
LIFECO-UK |  | 126064200107 | LIFECO-UK-UL Listed Split Case (GMS 2500-61SL5-2G) Engine Driven Skid Pump 2500 GPM @ 10 Bar Coupled with UL Listed Stallion Engine. Suction and Discharge Pressure Gauges and Air Release Valve are included. | 72899.6795 | 267906.3221
LIFECO-UK |  | 126064200108 | LIFECO-UK-UL Listed Split Case (GMS 2500-61SL5-2G) Engine Driven Skid Pump 2500 GPM @ 11.17 Bar Coupled with UL Listed Stallion Engine. Suction and Discharge Pressure Gauges and Air Release Valve are included. | 72899.6795 | 267906.3221
LIFECO-UK |  | 231004200117 | LIFECO-UK-UL Listed Split Case (GMS 2500-61SL6-2G) Engine Driven Skid Pump 2500 GPM @ 11.72 Bar Coupled with UL Listed Stallion Engine. Suction and Discharge Pressure Gauges and Air Release Valve are included. | 78900.3205 | 289958.6779
LIFECO-UK |  | 126064200109 | LIFECO-UK-UL Listed Split Case (GMS 3000-61SL5-2G) Engine Driven Skid Pump 3000 GPM @ 7.17 Bar Coupled with UL Listed Stallion Engine. Suction and Discharge Pressure Gauges and Air Release Valve are included. | 68520.8333 | 251814.0625
LIFECO-UK |  | 126064200110 | LIFECO-UK-UL Listed Split Case (GMS 3000-61SL5-2G) Engine Driven Skid Pump 3000 GPM @ 8 Bar Coupled with UL Listed Stallion Engine. Suction and Discharge Pressure Gauges and Air Release Valve are included. | 68520.8333 | 251814.0625
LIFECO-UK |  | 126064200111 | LIFECO-UK-UL Listed Split Case (GMS 3000-61SL5-2G) Engine Driven Skid Pump 3000 GPM @ 9 Bar Coupled with UL Listed Stallion Engine. Suction and Discharge Pressure Gauges and Air Release Valve are included. | 72899.6795 | 267906.3221
LIFECO-UK |  | 126064200112 | LIFECO-UK-UL Listed Split Case (GMS 3000-61SL5-2G) Engine Driven Skid Pump 3000 GPM @ 10 Bar Coupled with UL Listed Stallion Engine. Suction and Discharge Pressure Gauges and Air Release Valve are included. | 72899.6795 | 267906.3221
LIFECO-UK |  | 126064200113 | LIFECO-UK-UL Listed Split Case (GMS 3000-61SL5-2G) Engine Driven Skid Pump 3000 GPM @ 10.82 Bar Coupled with UL Listed Stallion Engine. Suction and Discharge Pressure Gauges and Air Release Valve are included. | 78900.3205 | 289958.6779
LIFECO-UK |  | 231004200118 | LIFECO-UK-UL Listed Split Case (GMS 3000-61SL6-2G) Engine Driven Skid Pump 3000 GPM @ 11.31 Bar Coupled with UL Listed Stallion Engine. Suction and Discharge Pressure Gauges and Air Release Valve are included. | 78900.3205 | 289958.6779
LIFECO-UK |  | 126064200114 | LIFECO-UK-UL Listed Split Case (GMS 3500-61SL5-2G) Engine Driven Skid Pump 3500 GPM @ 7.1 Bar Coupled with FM Listed Stallion Engine. Suction and Discharge Pressure Gauges and Air Release Valve are included. | 68520.8333 | 251814.0625
LIFECO-UK |  | 126064200115 | LIFECO-UK-UL Listed Split Case (GMS 3500-61SL5-2G) Engine Driven Skid Pump 3500 GPM @ 8 Bar Coupled with UL Listed Stallion Engine. Suction and Discharge Pressure Gauges and Air Release Valve are included. | 72899.6795 | 267906.3221
LIFECO-UK |  | 126064200116 | LIFECO-UK-UL Listed Split Case (GMS 3500-61SL5-2G) Engine Driven Skid Pump 3500 GPM @ 9 Bar Coupled with UL Listed Stallion Engine. Suction and Discharge Pressure Gauges and Air Release Valve are included. | 72899.6795 | 267906.3221
LIFECO-UK |  | 126064200117 | LIFECO-UK-UL Listed Split Case (GMS 3500-61SL5-2G) Engine Driven Skid Pump 3500 GPM @ 10 Bar Coupled with UL Listed Stallion Engine. Suction and Discharge Pressure Gauges and Air Release Valve are included. | 78900.3205 | 289958.6779
LIFECO-UK |  | 126064200118 | LIFECO-UK-UL Listed Split Case (GMS 3500-61SL5-2G) Engine Driven Skid Pump 3500 GPM @ 10.2 Bar Coupled with UL Listed Stallion Engine. Suction and Discharge Pressure Gauges and Air Release Valve are included. | 78900.3205 | 289958.6779
LIFECO-UK |  | 231004200119 | LIFECO-UK-UL Listed Split Case (GMS 3500-61SL6-2G) Engine Driven Skid Pump 3500 GPM @ 10.76 Bar Coupled with UL Listed Stallion Engine. Suction and Discharge Pressure Gauges and Air Release Valve are included. | 78900.3205 | 289958.6779

## UL Electric Split Case 60Hz
UL Electric Split Case 60Hz
Item of | LIFECO-UK Item Code | Supplier Item Code | Description | LIFECO-UK GP (USD) | LIFECO-UK GP (AED)
LIFECO-UK |  | 231007201254 | LIFECO-UK-UL Listed Split Case (GMS 150-25SH) Electric Motor Driven Skid Pump 150 GPM @ 7.86 Bar Coupled with UL Listed ODP Motor. Suction and Discharge Pressure Gauges, Air Release Valve and Casing Relief Valve are included. | 12851.3635 | 47228.7607
LIFECO-UK |  | 231007201255 | LIFECO-UK-UL Listed Split Case (GMS 150-25SH) Electric Motor Driven Skid Pump 150 GPM @ 8 Bar Coupled with UL Listed ODP Motor. Suction and Discharge Pressure Gauges, Air Release Valve and Casing Relief Valve are included. | 12851.3635 | 47228.7607
LIFECO-UK |  | 231007201256 | LIFECO-UK-UL Listed Split Case (GMS 150-25SH) Electric Motor Driven Skid Pump 150 GPM @ 9 Bar Coupled with UL Listed ODP Motor. Suction and Discharge Pressure Gauges, Air Release Valve and Casing Relief Valve are included. | 13683.7038 | 50287.6116
LIFECO-UK |  | 231007201257 | LIFECO-UK-UL Listed Split Case (GMS 150-25SH) Electric Motor Driven Skid Pump 150 GPM @ 10 Bar Coupled with UL Listed ODP Motor. Suction and Discharge Pressure Gauges, Air Release Valve and Casing Relief Valve are included. | 13683.7038 | 50287.6116
LIFECO-UK |  | 231007201258 | LIFECO-UK-UL Listed Split Case (GMS 150-25SH) Electric Motor Driven Skid Pump 150 GPM @ 11 Bar Coupled with UL Listed ODP Motor. Suction and Discharge Pressure Gauges, Air Release Valve and Casing Relief Valve are included. | 15491.1167 | 56929.8537
LIFECO-UK |  | 231007201259 | LIFECO-UK-UL Listed Split Case (GMS 150-25SH) Electric Motor Driven Skid Pump 150 GPM @ 12 Bar Coupled with UL Listed ODP Motor. Suction and Discharge Pressure Gauges, Air Release Valve and Casing Relief Valve are included. | 15491.1167 | 56929.8537
LIFECO-UK |  | 231007201260 | LIFECO-UK-UL Listed Split Case (GMS 150-25SH) Electric Motor Driven Skid Pump 150 GPM @ 13 Bar Coupled with UL Listed ODP Motor. Suction and Discharge Pressure Gauges, Air Release Valve and Casing Relief Valve are included. | 15491.1167 | 56929.8537
LIFECO-UK |  | 231007201261 | LIFECO-UK-UL Listed Split Case (GMS 150-25SH) Electric Motor Driven Skid Pump 150 GPM @ 14.34 Bar Coupled with UL Listed ODP Motor. Suction and Discharge Pressure Gauges, Air Release Valve and Casing Relief Valve are included. | 16428.7821 | 60375.774
LIFECO-UK |  | 231007201262 | LIFECO-UK-UL Listed Split Case (GMS 150-SN31SH) Electric Motor Driven Skid Pump 150 GPM @ 15.58 Bar Coupled with UL Listed ODP Motor. Suction and Discharge Pressure Gauges, Air Release Valve and Casing Relief Valve are included. | 15491.1167 | 56929.8537
LIFECO-UK |  | 231007201263 | LIFECO-UK-UL Listed Split Case (GMS 150-SN31SH) Electric Motor Driven Skid Pump 150 GPM @ 16 Bar Coupled with UL Listed ODP Motor. Suction and Discharge Pressure Gauges, Air Release Valve and Casing Relief Valve are included. | 15491.1167 | 56929.8537
LIFECO-UK |  | 231007201264 | LIFECO-UK-UL Listed Split Case (GMS 150-SN31SH) Electric Motor Driven Skid Pump 150 GPM @ 17 Bar Coupled with UL Listed ODP Motor. Suction and Discharge Pressure Gauges, Air Release Valve and Casing Relief Valve are included. | 16258.4936 | 59749.9639
LIFECO-UK |  | 231007201265 | LIFECO-UK-UL Listed Split Case (GMS 150-SN31SH) Electric Motor Driven Skid Pump 150 GPM @ 18 Bar Coupled with UL Listed ODP Motor. Suction and Discharge Pressure Gauges, Air Release Valve and Casing Relief Valve are included. | 16258.4936 | 59749.9639
LIFECO-UK |  | 231007201266 | LIFECO-UK-UL Listed Split Case (GMS 150-SN31SH) Electric Motor Driven Skid Pump 150 GPM @ 19 Bar Coupled with UL Listed ODP Motor. Suction and Discharge Pressure Gauges, Air Release Valve and Casing Relief Valve are included. | 22883.5256 | 84096.9567
LIFECO-UK |  | 231007201267 | LIFECO-UK-UL Listed Split Case (GMS 150-SN31SH) Electric Motor Driven Skid Pump 150 GPM @ 20 Bar Coupled with UL Listed ODP Motor. Suction and Discharge Pressure Gauges, Air Release Valve and Casing Relief Valve are included. | 22883.5256 | 84096.9567
LIFECO-UK |  | 231007201268 | LIFECO-UK-UL Listed Split Case (GMS 200-25SH) Electric Motor Driven Skid Pump 200 GPM @ 7.86 Bar Coupled with UL Listed ODP Motor. Suction and Discharge Pressure Gauges, Air Release Valve and Casing Relief Valve are included. | 12851.3635 | 47228.7607
LIFECO-UK |  | 231007201269 | LIFECO-UK-UL Listed Split Case (GMS 200-25SH) Electric Motor Driven Skid Pump 200 GPM @ 8 Bar Coupled with UL Listed ODP Motor. Suction and Discharge Pressure Gauges, Air Release Valve and Casing Relief Valve are included. | 12851.3635 | 47228.7607
LIFECO-UK |  | 231007201270 | LIFECO-UK-UL Listed Split Case (GMS 200-25SH) Electric Motor Driven Skid Pump 200 GPM @ 9 Bar Coupled with UL Listed ODP Motor. Suction and Discharge Pressure Gauges, Air Release Valve and Casing Relief Valve are included. | 13683.7038 | 50287.6116
LIFECO-UK |  | 231007201271 | LIFECO-UK-UL Listed Split Case (GMS 200-25SH) Electric Motor Driven Skid Pump 200 GPM @ 10 Bar Coupled with UL Listed ODP Motor. Suction and Discharge Pressure Gauges, Air Release Valve and Casing Relief Valve are included. | 13683.7038 | 50287.6116
LIFECO-UK |  | 231007201272 | LIFECO-UK-UL Listed Split Case (GMS 200-25SH) Electric Motor Driven Skid Pump 200 GPM @ 11 Bar Coupled with UL Listed ODP Motor. Suction and Discharge Pressure Gauges, Air Release Valve and Casing Relief Valve are included. | 15491.1167 | 56929.8537
LIFECO-UK |  | 231007201273 | LIFECO-UK-UL Listed Split Case (GMS 200-25SH) Electric Motor Driven Skid Pump 200 GPM @ 12 Bar Coupled with UL Listed ODP Motor. Suction and Discharge Pressure Gauges, Air Release Valve and Casing Relief Valve are included. | 15491.1167 | 56929.8537
LIFECO-UK |  | 231007201274 | LIFECO-UK-UL Listed Split Case (GMS 200-25SH) Electric Motor Driven Skid Pump 200 GPM @ 13 Bar Coupled with UL Listed ODP Motor. Suction and Discharge Pressure Gauges, Air Release Valve and Casing Relief Valve are included. | 15491.1167 | 56929.8537
LIFECO-UK |  | 231007201275 | LIFECO-UK-UL Listed Split Case (GMS 200-25SH) Electric Motor Driven Skid Pump 200 GPM @ 14.27 Bar Coupled with UL Listed ODP Motor. Suction and Discharge Pressure Gauges, Air Release Valve and Casing Relief Valve are included. | 16428.7821 | 60375.774
LIFECO-UK |  | 231007201276 | LIFECO-UK-UL Listed Split Case (GMS 200-SN31SH) Electric Motor Driven Skid Pump 200 GPM @ 15.58 Bar Coupled with UL Listed ODP Motor. Suction and Discharge Pressure Gauges, Air Release Valve and Casing Relief Valve are included. | 16258.4936 | 59749.9639
LIFECO-UK |  | 231007201277 | LIFECO-UK-UL Listed Split Case (GMS 200-SN31SH) Electric Motor Driven Skid Pump 200 GPM @ 16 Bar Coupled with UL Listed ODP Motor. Suction and Discharge Pressure Gauges, Air Release Valve and Casing Relief Valve are included. | 16258.4936 | 59749.9639
LIFECO-UK |  | 231007201278 | LIFECO-UK-UL Listed Split Case (GMS 200-SN31SH) Electric Motor Driven Skid Pump 200 GPM @ 17 Bar Coupled with UL Listed ODP Motor. Suction and Discharge Pressure Gauges, Air Release Valve and Casing Relief Valve are included. | 16258.4936 | 59749.9639
LIFECO-UK |  | 231007201279 | LIFECO-UK-UL Listed Split Case (GMS 200-SN31SH) Electric Motor Driven Skid Pump 200 GPM @ 18 Bar Coupled with UL Listed ODP Motor. Suction and Discharge Pressure Gauges, Air Release Valve and Casing Relief Valve are included. | 22883.5256 | 84096.9567
LIFECO-UK |  | 231007201280 | LIFECO-UK-UL Listed Split Case (GMS 200-SN31SH) Electric Motor Driven Skid Pump 200 GPM @ 19 Bar Coupled with UL Listed ODP Motor. Suction and Discharge Pressure Gauges, Air Release Valve and Casing Relief Valve are included. | 22883.5256 | 84096.9567
LIFECO-UK |  | 231007201281 | LIFECO-UK-UL Listed Split Case (GMS 200-SN31SH) Electric Motor Driven Skid Pump 200 GPM @ 20 Bar Coupled with UL Listed ODP Motor. Suction and Discharge Pressure Gauges, Air Release Valve and Casing Relief Valve are included. | 28178.2064 | 103554.9086
LIFECO-UK |  | 231007201282 | LIFECO-UK-UL Listed Split Case (GMS 250-25SH) Electric Motor Driven Skid Pump 250 GPM @ 7.86 Bar Coupled with UL Listed ODP Motor. Suction and Discharge Pressure Gauges, Air Release Valve and Casing Relief Valve are included. | 12851.3635 | 47228.7607
LIFECO-UK |  | 231007201283 | LIFECO-UK-UL Listed Split Case (GMS 250-25SH) Electric Motor Driven Skid Pump 250 GPM @ 8 Bar Coupled with UL Listed ODP Motor. Suction and Discharge Pressure Gauges, Air Release Valve and Casing Relief Valve are included. | 12851.3635 | 47228.7607
LIFECO-UK |  | 231007201284 | LIFECO-UK-UL Listed Split Case (GMS 250-25SH) Electric Motor Driven Skid Pump 250 GPM @ 9 Bar Coupled with UL Listed ODP Motor. Suction and Discharge Pressure Gauges, Air Release Valve and Casing Relief Valve are included. | 13683.7038 | 50287.6116
LIFECO-UK |  | 231007201285 | LIFECO-UK-UL Listed Split Case (GMS 250-25SH) Electric Motor Driven Skid Pump 250 GPM @ 10 Bar Coupled with UL Listed ODP Motor. Suction and Discharge Pressure Gauges, Air Release Valve and Casing Relief Valve are included. | 13683.7038 | 50287.6116
LIFECO-UK |  | 231007201286 | LIFECO-UK-UL Listed Split Case (GMS 250-25SH) Electric Motor Driven Skid Pump 250 GPM @ 11 Bar Coupled with UL Listed ODP Motor. Suction and Discharge Pressure Gauges, Air Release Valve and Casing Relief Valve are included. | 15491.1167 | 56929.8537
LIFECO-UK |  | 231007201287 | LIFECO-UK-UL Listed Split Case (GMS 250-25SH) Electric Motor Driven Skid Pump 250 GPM @ 12 Bar Coupled with UL Listed ODP Motor. Suction and Discharge Pressure Gauges, Air Release Valve and Casing Relief Valve are included. | 15491.1167 | 56929.8537
LIFECO-UK |  | 231007201288 | LIFECO-UK-UL Listed Split Case (GMS 250-25SH) Electric Motor Driven Skid Pump 250 GPM @ 13 Bar Coupled with UL Listed ODP Motor. Suction and Discharge Pressure Gauges, Air Release Valve and Casing Relief Valve are included. | 16299.0385 | 59898.9663
LIFECO-UK |  | 231007201289 | LIFECO-UK-UL Listed Split Case (GMS 250-25SH) Electric Motor Driven Skid Pump 250 GPM @ 14.27 Bar Coupled with UL Listed ODP Motor. Suction and Discharge Pressure Gauges, Air Release Valve and Casing Relief Valve are included. | 16428.7821 | 60375.774
LIFECO-UK |  | 231007201290 | LIFECO-UK-UL Listed Split Case (GMS 250-SN31SH) Electric Motor Driven Skid Pump 250 GPM @ 15.59 Bar Coupled with UL Listed ODP Motor. Suction and Discharge Pressure Gauges, Air Release Valve and Casing Relief Valve are included. | 16258.4936 | 59749.9639
LIFECO-UK |  | 231007201291 | LIFECO-UK-UL Listed Split Case (GMS 250-SN31SH) Electric Motor Driven Skid Pump 250 GPM @ 16 Bar Coupled with UL Listed ODP Motor. Suction and Discharge Pressure Gauges, Air Release Valve and Casing Relief Valve are included. | 16258.4936 | 59749.9639
LIFECO-UK |  | 231007201292 | LIFECO-UK-UL Listed Split Case (GMS 250-SN31SH) Electric Motor Driven Skid Pump 250 GPM @ 17 Bar Coupled with UL Listed ODP Motor. Suction and Discharge Pressure Gauges, Air Release Valve and Casing Relief Valve are included. | 22883.5256 | 84096.9567
LIFECO-UK |  | 231007201293 | LIFECO-UK-UL Listed Split Case (GMS 250-SN31SH) Electric Motor Driven Skid Pump 250 GPM @ 18 Bar Coupled with UL Listed ODP Motor. Suction and Discharge Pressure Gauges, Air Release Valve and Casing Relief Valve are included. | 22883.5256 | 84096.9567
LIFECO-UK |  | 231007201294 | LIFECO-UK-UL Listed Split Case (GMS 250-SN31SH) Electric Motor Driven Skid Pump 250 GPM @ 19 Bar Coupled with UL Listed ODP Motor. Suction and Discharge Pressure Gauges, Air Release Valve and Casing Relief Valve are included. | 28178.2064 | 103554.9086
LIFECO-UK |  | 231007201295 | LIFECO-UK-UL Listed Split Case (GMS 250-SN31SH) Electric Motor Driven Skid Pump 250 GPM @ 20 Bar Coupled with UL Listed ODP Motor. Suction and Discharge Pressure Gauges, Air Release Valve and Casing Relief Valve are included. | 28178.2064 | 103554.9086
LIFECO-UK |  | 231007201296 | LIFECO-UK-UL Listed Split Case (GMS 300-25SH) Electric Motor Driven Skid Pump 300 GPM @ 7.86 Bar Coupled with UL Listed ODP Motor. Suction and Discharge Pressure Gauges, Air Release Valve and Casing Relief Valve are included. | 13683.7038 | 50287.6116
LIFECO-UK |  | 231007201297 | LIFECO-UK-UL Listed Split Case (GMS 300-25SH) Electric Motor Driven Skid Pump 300 GPM @ 8 Bar Coupled with UL Listed ODP Motor. Suction and Discharge Pressure Gauges, Air Release Valve and Casing Relief Valve are included. | 13683.7038 | 50287.6116
LIFECO-UK |  | 231007201298 | LIFECO-UK-UL Listed Split Case (GMS 300-25SH) Electric Motor Driven Skid Pump 300 GPM @ 9 Bar Coupled with UL Listed ODP Motor. Suction and Discharge Pressure Gauges, Air Release Valve and Casing Relief Valve are included. | 13683.7038 | 50287.6116
LIFECO-UK |  | 231007201299 | LIFECO-UK-UL Listed Split Case (GMS 300-25SH) Electric Motor Driven Skid Pump 300 GPM @ 10 Bar Coupled with UL Listed ODP Motor. Suction and Discharge Pressure Gauges, Air Release Valve and Casing Relief Valve are included. | 15491.1167 | 56929.8537
LIFECO-UK |  | 231007201300 | LIFECO-UK-UL Listed Split Case (GMS 300-25SH) Electric Motor Driven Skid Pump 300 GPM @ 11 Bar Coupled with UL Listed ODP Motor. Suction and Discharge Pressure Gauges, Air Release Valve and Casing Relief Valve are included. | 15491.1167 | 56929.8537
LIFECO-UK |  | 231007201301 | LIFECO-UK-UL Listed Split Case (GMS 300-25SH) Electric Motor Driven Skid Pump 300 GPM @ 12 Bar Coupled with UL Listed ODP Motor. Suction and Discharge Pressure Gauges, Air Release Valve and Casing Relief Valve are included. | 15491.1167 | 56929.8537
LIFECO-UK |  | 231007201302 | LIFECO-UK-UL Listed Split Case (GMS 300-25SH) Electric Motor Driven Skid Pump 300 GPM @ 13 Bar Coupled with UL Listed ODP Motor. Suction and Discharge Pressure Gauges, Air Release Valve and Casing Relief Valve are included. | 16299.0385 | 59898.9663
LIFECO-UK |  | 231007201303 | LIFECO-UK-UL Listed Split Case (GMS 300-25SH) Electric Motor Driven Skid Pump 300 GPM @ 14.21 Bar Coupled with UL Listed ODP Motor. Suction and Discharge Pressure Gauges, Air Release Valve and Casing Relief Valve are included. | 16428.7821 | 60375.774
LIFECO-UK |  | 231007201304 | LIFECO-UK-UL Listed Split Case (GMS 300-SN31SH) Electric Motor Driven Skid Pump 300 GPM @ 15.58 Bar Coupled with UL Listed ODP Motor. Suction and Discharge Pressure Gauges, Air Release Valve and Casing Relief Valve are included. | 16258.4936 | 59749.9639
LIFECO-UK |  | 231007201305 | LIFECO-UK-UL Listed Split Case (GMS 300-SN31SH) Electric Motor Driven Skid Pump 300 GPM @ 16 Bar Coupled with UL Listed ODP Motor. Suction and Discharge Pressure Gauges, Air Release Valve and Casing Relief Valve are included. | 16258.4936 | 59749.9639
LIFECO-UK |  | 231007201306 | LIFECO-UK-UL Listed Split Case (GMS 300-SN31SH) Electric Motor Driven Skid Pump 300 GPM @ 17 Bar Coupled with UL Listed ODP Motor. Suction and Discharge Pressure Gauges, Air Release Valve and Casing Relief Valve are included. | 22883.5256 | 84096.9567
LIFECO-UK |  | 231007201307 | LIFECO-UK-UL Listed Split Case (GMS 300-SN31SH) Electric Motor Driven Skid Pump 300 GPM @ 18 Bar Coupled with UL Listed ODP Motor. Suction and Discharge Pressure Gauges, Air Release Valve and Casing Relief Valve are included. | 22883.5256 | 84096.9567
LIFECO-UK |  | 231007201308 | LIFECO-UK-UL Listed Split Case (GMS 300-SN31SH) Electric Motor Driven Skid Pump 300 GPM @ 19 Bar Coupled with UL Listed ODP Motor. Suction and Discharge Pressure Gauges, Air Release Valve and Casing Relief Valve are included. | 28178.2064 | 103554.9086
LIFECO-UK |  | 231007201309 | LIFECO-UK-UL Listed Split Case (GMS 300-SN31SH) Electric Motor Driven Skid Pump 300 GPM @ 20 Bar Coupled with UL Listed ODP Motor. Suction and Discharge Pressure Gauges, Air Release Valve and Casing Relief Valve are included. | 28178.2064 | 103554.9086
LIFECO-UK |  | 231007201310 | LIFECO-UK-UL Listed Split Case (GMS 400-25SH) Electric Motor Driven Skid Pump 400 GPM @ 7.86 Bar Coupled with UL Listed ODP Motor. Suction and Discharge Pressure Gauges, Air Release Valve and Casing Relief Valve are included. | 13683.7038 | 50287.6116
LIFECO-UK |  | 231007201311 | LIFECO-UK-UL Listed Split Case (GMS 400-25SH) Electric Motor Driven Skid Pump 400 GPM @ 8 Bar Coupled with UL Listed ODP Motor. Suction and Discharge Pressure Gauges, Air Release Valve and Casing Relief Valve are included. | 13683.7038 | 50287.6116
LIFECO-UK |  | 231007201312 | LIFECO-UK-UL Listed Split Case (GMS 400-25SH) Electric Motor Driven Skid Pump 400 GPM @ 9 Bar Coupled with UL Listed ODP Motor. Suction and Discharge Pressure Gauges, Air Release Valve and Casing Relief Valve are included. | 15491.1167 | 56929.8537
LIFECO-UK |  | 231007201313 | LIFECO-UK-UL Listed Split Case (GMS 400-25SH) Electric Motor Driven Skid Pump 400 GPM @ 10 Bar Coupled with UL Listed ODP Motor. Suction and Discharge Pressure Gauges, Air Release Valve and Casing Relief Valve are included. | 15491.1167 | 56929.8537
LIFECO-UK |  | 231007201314 | LIFECO-UK-UL Listed Split Case (GMS 400-25SH) Electric Motor Driven Skid Pump 400 GPM @ 11 Bar Coupled with UL Listed ODP Motor. Suction and Discharge Pressure Gauges, Air Release Valve and Casing Relief Valve are included. | 16299.0385 | 59898.9663
LIFECO-UK |  | 231007201315 | LIFECO-UK-UL Listed Split Case (GMS 400-25SH) Electric Motor Driven Skid Pump 400 GPM @ 12 Bar Coupled with UL Listed ODP Motor. Suction and Discharge Pressure Gauges, Air Release Valve and Casing Relief Valve are included. | 16299.0385 | 59898.9663
LIFECO-UK |  | 231007201316 | LIFECO-UK-UL Listed Split Case (GMS 400-25SH) Electric Motor Driven Skid Pump 400 GPM @ 13 Bar Coupled with UL Listed ODP Motor. Suction and Discharge Pressure Gauges, Air Release Valve and Casing Relief Valve are included. | 16299.0385 | 59898.9663
LIFECO-UK |  | 231007201317 | LIFECO-UK-UL Listed Split Case (GMS 400-25SH) Electric Motor Driven Skid Pump 400 GPM @ 14.2 Bar Coupled with UL Listed ODP Motor. Suction and Discharge Pressure Gauges, Air Release Valve and Casing Relief Valve are included. | 22883.5256 | 84096.9567
LIFECO-UK |  | 231007201318 | LIFECO-UK-UL Listed Split Case (GMS 400-SN31SH) Electric Motor Driven Skid Pump 400 GPM @ 15.51 Bar Coupled with UL Listed ODP Motor. Suction and Discharge Pressure Gauges, Air Release Valve and Casing Relief Valve are included. | 22883.5256 | 84096.9567
LIFECO-UK |  | 231007201319 | LIFECO-UK-UL Listed Split Case (GMS 400-SN31SH) Electric Motor Driven Skid Pump 400 GPM @ 16 Bar Coupled with UL Listed ODP Motor. Suction and Discharge Pressure Gauges, Air Release Valve and Casing Relief Valve are included. | 22883.5256 | 84096.9567
LIFECO-UK |  | 231007201320 | LIFECO-UK-UL Listed Split Case (GMS 400-SN31SH) Electric Motor Driven Skid Pump 400 GPM @ 17 Bar Coupled with UL Listed ODP Motor. Suction and Discharge Pressure Gauges, Air Release Valve and Casing Relief Valve are included. | 22883.5256 | 84096.9567
LIFECO-UK |  | 231007201321 | LIFECO-UK-UL Listed Split Case (GMS 400-SN31SH) Electric Motor Driven Skid Pump 400 GPM @ 18 Bar Coupled with UL Listed ODP Motor. Suction and Discharge Pressure Gauges, Air Release Valve and Casing Relief Valve are included. | 28178.2064 | 103554.9086
LIFECO-UK |  | 231007201322 | LIFECO-UK-UL Listed Split Case (GMS 400-SN31SH) Electric Motor Driven Skid Pump 400 GPM @ 19 Bar Coupled with UL Listed ODP Motor. Suction and Discharge Pressure Gauges, Air Release Valve and Casing Relief Valve are included. | 28178.2064 | 103554.9086
LIFECO-UK |  | 231007201323 | LIFECO-UK-UL Listed Split Case (GMS 400-SN31SH) Electric Motor Driven Skid Pump 400 GPM @ 20 Bar Coupled with UL Listed ODP Motor. Suction and Discharge Pressure Gauges, Air Release Valve and Casing Relief Valve are included. | 28178.2064 | 103554.9086
LIFECO-UK |  | 231007201324 | LIFECO-UK-UL Listed Split Case (GMS 450-25SH) Electric Motor Driven Skid Pump 450 GPM @ 7.86 Bar Coupled with UL Listed ODP Motor. Suction and Discharge Pressure Gauges, Air Release Valve and Casing Relief Valve are included. | 13683.7038 | 50287.6116
LIFECO-UK |  | 231007201325 | LIFECO-UK-UL Listed Split Case (GMS 450-25SH) Electric Motor Driven Skid Pump 450 GPM @ 8 Bar Coupled with UL Listed ODP Motor. Suction and Discharge Pressure Gauges, Air Release Valve and Casing Relief Valve are included. | 13683.7038 | 50287.6116
LIFECO-UK |  | 231007201326 | LIFECO-UK-UL Listed Split Case (GMS 450-25SH) Electric Motor Driven Skid Pump 450 GPM @ 9 Bar Coupled with UL Listed ODP Motor. Suction and Discharge Pressure Gauges, Air Release Valve and Casing Relief Valve are included. | 15491.1167 | 56929.8537
LIFECO-UK |  | 231007201327 | LIFECO-UK-UL Listed Split Case (GMS 450-25SH) Electric Motor Driven Skid Pump 450 GPM @ 10 Bar Coupled with UL Listed ODP Motor. Suction and Discharge Pressure Gauges, Air Release Valve and Casing Relief Valve are included. | 15491.1167 | 56929.8537
LIFECO-UK |  | 231007201328 | LIFECO-UK-UL Listed Split Case (GMS 450-25SH) Electric Motor Driven Skid Pump 450 GPM @ 11 Bar Coupled with UL Listed ODP Motor. Suction and Discharge Pressure Gauges, Air Release Valve and Casing Relief Valve are included. | 16299.0385 | 59898.9663
LIFECO-UK |  | 231007201329 | LIFECO-UK-UL Listed Split Case (GMS 450-25SH) Electric Motor Driven Skid Pump 450 GPM @ 12 Bar Coupled with UL Listed ODP Motor. Suction and Discharge Pressure Gauges, Air Release Valve and Casing Relief Valve are included. | 16299.0385 | 59898.9663
LIFECO-UK |  | 231007201330 | LIFECO-UK-UL Listed Split Case (GMS 450-25SH) Electric Motor Driven Skid Pump 450 GPM @ 13 Bar Coupled with UL Listed ODP Motor. Suction and Discharge Pressure Gauges, Air Release Valve and Casing Relief Valve are included. | 16299.0385 | 59898.9663
LIFECO-UK |  | 231007201331 | LIFECO-UK-UL Listed Split Case (GMS 450-25SH) Electric Motor Driven Skid Pump 450 GPM @ 14.2 Bar Coupled with UL Listed ODP Motor. Suction and Discharge Pressure Gauges, Air Release Valve and Casing Relief Valve are included. | 22883.5256 | 84096.9567
LIFECO-UK |  | 231007201332 | LIFECO-UK-UL Listed Split Case (GMS 450-SN31SH) Electric Motor Driven Skid Pump 450 GPM @ 15.4 Bar Coupled with UL Listed ODP Motor. Suction and Discharge Pressure Gauges, Air Release Valve and Casing Relief Valve are included. | 22883.5256 | 84096.9567
LIFECO-UK |  | 231007201333 | LIFECO-UK-UL Listed Split Case (GMS 450-SN31SH) Electric Motor Driven Skid Pump 450 GPM @ 16 Bar Coupled with UL Listed ODP Motor. Suction and Discharge Pressure Gauges, Air Release Valve and Casing Relief Valve are included. | 22883.5256 | 84096.9567
LIFECO-UK |  | 231007201334 | LIFECO-UK-UL Listed Split Case (GMS 450-SN31SH) Electric Motor Driven Skid Pump 450 GPM @ 17 Bar Coupled with UL Listed ODP Motor. Suction and Discharge Pressure Gauges, Air Release Valve and Casing Relief Valve are included. | 22883.5256 | 84096.9567
LIFECO-UK |  | 231007201335 | LIFECO-UK-UL Listed Split Case (GMS 450-SN31SH) Electric Motor Driven Skid Pump 450 GPM @ 18 Bar Coupled with UL Listed ODP Motor. Suction and Discharge Pressure Gauges, Air Release Valve and Casing Relief Valve are included. | 28178.2064 | 103554.9086
LIFECO-UK |  | 231007201336 | LIFECO-UK-UL Listed Split Case (GMS 450-SN31SH) Electric Motor Driven Skid Pump 450 GPM @ 19 Bar Coupled with UL Listed ODP Motor. Suction and Discharge Pressure Gauges, Air Release Valve and Casing Relief Valve are included. | 28178.2064 | 103554.9086
LIFECO-UK |  | 231007201337 | LIFECO-UK-UL Listed Split Case (GMS 450-SN31SH) Electric Motor Driven Skid Pump 450 GPM @ 20 Bar Coupled with UL Listed ODP Motor. Suction and Discharge Pressure Gauges, Air Release Valve and Casing Relief Valve are included. | 28178.2064 | 103554.9086
LIFECO-UK |  | 231007201338 | LIFECO-UK-UL Listed Split Case (GMS 500-25SH) Electric Motor Driven Skid Pump 500 GPM @ 7.79 Bar Coupled with UL Listed ODP Motor. Suction and Discharge Pressure Gauges, Air Release Valve and Casing Relief Valve are included. | 13683.7038 | 50287.6116
LIFECO-UK |  | 231007201339 | LIFECO-UK-UL Listed Split Case (GMS 500-25SH) Electric Motor Driven Skid Pump 500 GPM @ 9 Bar Coupled with UL Listed ODP Motor. Suction and Discharge Pressure Gauges, Air Release Valve and Casing Relief Valve are included. | 15491.1167 | 56929.8537
LIFECO-UK |  | 231007201340 | LIFECO-UK-UL Listed Split Case (GMS 500-25SH) Electric Motor Driven Skid Pump 500 GPM @ 10 Bar Coupled with UL Listed ODP Motor. Suction and Discharge Pressure Gauges, Air Release Valve and Casing Relief Valve are included. | 15491.1167 | 56929.8537
LIFECO-UK |  | 231007201341 | LIFECO-UK-UL Listed Split Case (GMS 500-25SH) Electric Motor Driven Skid Pump 500 GPM @ 11 Bar Coupled with UL Listed ODP Motor. Suction and Discharge Pressure Gauges, Air Release Valve and Casing Relief Valve are included. | 16299.0385 | 59898.9663
LIFECO-UK |  | 231007201342 | LIFECO-UK-UL Listed Split Case (GMS 500-25SH) Electric Motor Driven Skid Pump 500 GPM @ 12 Bar Coupled with UL Listed ODP Motor. Suction and Discharge Pressure Gauges, Air Release Valve and Casing Relief Valve are included. | 16299.0385 | 59898.9663
LIFECO-UK |  | 231007201343 | LIFECO-UK-UL Listed Split Case (GMS 500-25SH) Electric Motor Driven Skid Pump 500 GPM @ 13 Bar Coupled with UL Listed ODP Motor. Suction and Discharge Pressure Gauges, Air Release Valve and Casing Relief Valve are included. | 22883.5256 | 84096.9567
LIFECO-UK |  | 231007201344 | LIFECO-UK-UL Listed Split Case (GMS 500-25SH) Electric Motor Driven Skid Pump 500 GPM @ 14.13 Bar Coupled with UL Listed ODP Motor. Suction and Discharge Pressure Gauges, Air Release Valve and Casing Relief Valve are included. | 22883.5256 | 84096.9567
LIFECO-UK |  | 231007201345 | LIFECO-UK-UL Listed Split Case (GMS 500-25SH) Electric Motor Driven Skid Pump 500 GPM @ 14.96 Bar Coupled with UL Listed ODP Motor. Suction and Discharge Pressure Gauges, Air Release Valve and Casing Relief Valve are included. | 22883.5256 | 84096.9567
LIFECO-UK |  | 231007201346 | LIFECO-UK-UL Listed Split Case (GMS 500-SN31SH) Electric Motor Driven Skid Pump 500 GPM @ 15.44 Bar Coupled with UL Listed ODP Motor. Suction and Discharge Pressure Gauges, Air Release Valve and Casing Relief Valve are included. | 22883.5256 | 84096.9567
LIFECO-UK |  | 231007201347 | LIFECO-UK-UL Listed Split Case (GMS 500-SN31SH) Electric Motor Driven Skid Pump 500 GPM @ 16 Bar Coupled with UL Listed ODP Motor. Suction and Discharge Pressure Gauges, Air Release Valve and Casing Relief Valve are included. | 22883.5256 | 84096.9567
LIFECO-UK |  | 231007201348 | LIFECO-UK-UL Listed Split Case (GMS 500-SN31SH) Electric Motor Driven Skid Pump 500 GPM @ 17 Bar Coupled with UL Listed ODP Motor. Suction and Discharge Pressure Gauges, Air Release Valve and Casing Relief Valve are included. | 22883.5256 | 84096.9567
LIFECO-UK |  | 231007201349 | LIFECO-UK-UL Listed Split Case (GMS 500-SN31SH) Electric Motor Driven Skid Pump 500 GPM @ 18 Bar Coupled with UL Listed ODP Motor. Suction and Discharge Pressure Gauges, Air Release Valve and Casing Relief Valve are included. | 28178.2064 | 103554.9086
LIFECO-UK |  | 231007201350 | LIFECO-UK-UL Listed Split Case (GMS 500-SN31SH) Electric Motor Driven Skid Pump 500 GPM @ 19 Bar Coupled with UL Listed ODP Motor. Suction and Discharge Pressure Gauges, Air Release Valve and Casing Relief Valve are included. | 28178.2064 | 103554.9086
LIFECO-UK |  | 231007201351 | LIFECO-UK-UL Listed Split Case (GMS 500-SN31SH) Electric Motor Driven Skid Pump 500 GPM @ 20 Bar Coupled with UL Listed ODP Motor. Suction and Discharge Pressure Gauges, Air Release Valve and Casing Relief Valve are included. | 28178.2064 | 103554.9086
LIFECO-UK |  | 231007201352 | LIFECO-UK-UL Listed Split Case (GMS 750-25SH) Electric Motor Driven Skid Pump 750 GPM @ 7.31 Bar Coupled with UL Listed ODP Motor. Suction and Discharge Pressure Gauges, Air Release Valve and Casing Relief Valve are included. | 13947.4359 | 51256.8269
LIFECO-UK |  | 231007201353 | LIFECO-UK-UL Listed Split Case (GMS 750-25SH) Electric Motor Driven Skid Pump 750 GPM @ 8 Bar Coupled with UL Listed ODP Motor. Suction and Discharge Pressure Gauges, Air Release Valve and Casing Relief Valve are included. | 15718.1186 | 57764.0858
LIFECO-UK |  | 231007201354 | LIFECO-UK-UL Listed Split Case (GMS 750-25SH) Electric Motor Driven Skid Pump 750 GPM @ 9 Bar Coupled with UL Listed ODP Motor. Suction and Discharge Pressure Gauges, Air Release Valve and Casing Relief Valve are included. | 15718.1186 | 57764.0858
LIFECO-UK |  | 231007201355 | LIFECO-UK-UL Listed Split Case (GMS 750-25SH) Electric Motor Driven Skid Pump 750 GPM @ 10 Bar Coupled with UL Listed ODP Motor. Suction and Discharge Pressure Gauges, Air Release Valve and Casing Relief Valve are included. | 16299.0385 | 59898.9663
LIFECO-UK |  | 231007201356 | LIFECO-UK-UL Listed Split Case (GMS 750-25SH) Electric Motor Driven Skid Pump 750 GPM @ 11 Bar Coupled with UL Listed ODP Motor. Suction and Discharge Pressure Gauges, Air Release Valve and Casing Relief Valve are included. | 22883.5256 | 84096.9567
LIFECO-UK |  | 231007201357 | LIFECO-UK-UL Listed Split Case (GMS 750-25SH) Electric Motor Driven Skid Pump 750 GPM @ 12 Bar Coupled with UL Listed ODP Motor. Suction and Discharge Pressure Gauges, Air Release Valve and Casing Relief Valve are included. | 22883.5256 | 84096.9567
LIFECO-UK |  | 231007201358 | LIFECO-UK-UL Listed Split Case (GMS 750-25SH) Electric Motor Driven Skid Pump 750 GPM @ 13 Bar Coupled with UL Listed ODP Motor. Suction and Discharge Pressure Gauges, Air Release Valve and Casing Relief Valve are included. | 28178.2064 | 103554.9086
LIFECO-UK |  | 231007201359 | LIFECO-UK-UL Listed Split Case (GMS 750-25SH) Electric Motor Driven Skid Pump 750 GPM @ 14 Bar Coupled with UL Listed ODP Motor. Suction and Discharge Pressure Gauges, Air Release Valve and Casing Relief Valve are included. | 28178.2064 | 103554.9086
LIFECO-UK |  | 231007201360 | LIFECO-UK-UL Listed Split Case (GMS 750-SN31SH) Electric Motor Driven Skid Pump 750 GPM @ 15.03 Bar Coupled with UL Listed ODP Motor. Suction and Discharge Pressure Gauges, Air Release Valve and Casing Relief Valve are included. | 28178.2064 | 103554.9086
LIFECO-UK |  | 231007201361 | LIFECO-UK-UL Listed Split Case (GMS 750-SN31SH) Electric Motor Driven Skid Pump 750 GPM @ 16 Bar Coupled with UL Listed ODP Motor. Suction and Discharge Pressure Gauges, Air Release Valve and Casing Relief Valve are included. | 28178.2064 | 103554.9086
LIFECO-UK |  | 231007201362 | LIFECO-UK-UL Listed Split Case (GMS 750-SN31SH) Electric Motor Driven Skid Pump 750 GPM @ 17 Bar Coupled with UL Listed ODP Motor. Suction and Discharge Pressure Gauges, Air Release Valve and Casing Relief Valve are included. | 28178.2064 | 103554.9086
LIFECO-UK |  | 231007201363 | LIFECO-UK-UL Listed Split Case (GMS 750-SN31SH) Electric Motor Driven Skid Pump 750 GPM @ 18 Bar Coupled with UL Listed ODP Motor. Suction and Discharge Pressure Gauges, Air Release Valve and Casing Relief Valve are included. | 28681.5375 | 105404.6503
LIFECO-UK |  | 231007201364 | LIFECO-UK-UL Listed Split Case (GMS 750-SN31SH) Electric Motor Driven Skid Pump 750 GPM @ 19 Bar Coupled with UL Listed ODP Motor. Suction and Discharge Pressure Gauges, Air Release Valve and Casing Relief Valve are included. | 28681.5375 | 105404.6503
LIFECO-UK |  | 231007201365 | LIFECO-UK-UL Listed Split Case (GMS 750-SN31SH) Electric Motor Driven Skid Pump 750 GPM @ 20 Bar Coupled with UL Listed ODP Motor. Suction and Discharge Pressure Gauges, Air Release Valve and Casing Relief Valve are included. | 28681.5375 | 105404.6503
LIFECO-UK |  | 231007201366 | LIFECO-UK-UL Listed Split Case (GMS 1000-12SH) Electric Motor Driven Skid Pump 1000 GPM @ 10.07 Bar Coupled with UL Listed ODP Motor. Suction and Discharge Pressure Gauges, Air Release Valve and Casing Relief Valve are included. | 24367.4679 | 89550.4447
LIFECO-UK |  | 231007201367 | LIFECO-UK-UL Listed Split Case (GMS 1000-12SH) Electric Motor Driven Skid Pump 1000 GPM @ 11 Bar Coupled with UL Listed ODP Motor. Suction and Discharge Pressure Gauges, Air Release Valve and Casing Relief Valve are included. | 24367.4679 | 89550.4447
LIFECO-UK |  | 231007201368 | LIFECO-UK-UL Listed Split Case (GMS 1000-12SH) Electric Motor Driven Skid Pump 1000 GPM @ 12 Bar Coupled with UL Listed ODP Motor. Suction and Discharge Pressure Gauges, Air Release Valve and Casing Relief Valve are included. | 24367.4679 | 89550.4447
LIFECO-UK |  | 231007201369 | LIFECO-UK-UL Listed Split Case (GMS 1000-EL31SH) Electric Motor Driven Skid Pump 1000 GPM @ 13 Bar Coupled with UL Listed ODP Motor. Suction and Discharge Pressure Gauges, Air Release Valve and Casing Relief Valve are included. | 25602.5 | 94089.1875
LIFECO-UK |  | 231007201370 | LIFECO-UK-UL Listed Split Case (GMS 1000-EL31SH) Electric Motor Driven Skid Pump 1000 GPM @ 14 Bar Coupled with UL Listed ODP Motor. Suction and Discharge Pressure Gauges, Air Release Valve and Casing Relief Valve are included. | 26549.4237 | 97569.1322
LIFECO-UK |  | 231007201371 | LIFECO-UK-UL Listed Split Case (GMS 1000-EL31SH) Electric Motor Driven Skid Pump 1000 GPM @ 15 Bar Coupled with UL Listed ODP Motor. Suction and Discharge Pressure Gauges, Air Release Valve and Casing Relief Valve are included. | 26549.4237 | 97569.1322
LIFECO-UK |  | 231007201372 | LIFECO-UK-UL Listed Split Case (GMS 1000-EL31SH) Electric Motor Driven Skid Pump 1000 GPM @ 16 Bar Coupled with UL Listed ODP Motor. Suction and Discharge Pressure Gauges, Air Release Valve and Casing Relief Valve are included. | 26549.4237 | 97569.1322
LIFECO-UK |  | 231007201373 | LIFECO-UK-UL Listed Split Case (GMS 1000-EL31SH) Electric Motor Driven Skid Pump 1000 GPM @ 17 Bar Coupled with UL Listed ODP Motor. Suction and Discharge Pressure Gauges, Air Release Valve and Casing Relief Valve are included. | 36936.3782 | 135741.1899
LIFECO-UK |  | 231007201374 | LIFECO-UK-UL Listed Split Case (GMS 1000-EL31SH) Electric Motor Driven Skid Pump 1000 GPM @ 18 Bar Coupled with UL Listed ODP Motor. Suction and Discharge Pressure Gauges, Air Release Valve and Casing Relief Valve are included. | 36936.3782 | 135741.1899
LIFECO-UK |  | 231007201375 | LIFECO-UK-UL Listed Split Case (GMS 1000-EL31SH) Electric Motor Driven Skid Pump 1000 GPM @ 19 Bar Coupled with UL Listed ODP Motor. Suction and Discharge Pressure Gauges, Air Release Valve and Casing Relief Valve are included. | 36936.3782 | 135741.1899
LIFECO-UK |  | 231007201376 | LIFECO-UK-UL Listed Split Case (GMS 1000-EL31SH) Electric Motor Driven Skid Pump 1000 GPM @ 20 Bar Coupled with UL Listed ODP Motor. Suction and Discharge Pressure Gauges, Air Release Valve and Casing Relief Valve are included. | 39490.7051 | 145128.3413
LIFECO-UK |  | 231007201377 | LIFECO-UK-UL Listed Split Case (GMS 1250-15SH) Electric Motor Driven Skid Pump 1250 GPM @ 10.34 Bar Coupled with UL Listed ODP Motor. Suction and Discharge Pressure Gauges, Air Release Valve and Casing Relief Valve are included. | 38679.8077 | 142148.2933
LIFECO-UK |  | 231007201378 | LIFECO-UK-UL Listed Split Case (GMS 1250-15SH) Electric Motor Driven Skid Pump 1250 GPM @ 11 Bar Coupled with UL Listed ODP Motor. Suction and Discharge Pressure Gauges, Air Release Valve and Casing Relief Valve are included. | 38679.8077 | 142148.2933
LIFECO-UK |  | 231007201379 | LIFECO-UK-UL Listed Split Case (GMS 1250-15SH) Electric Motor Driven Skid Pump 1250 GPM @ 12 Bar Coupled with UL Listed ODP Motor. Suction and Discharge Pressure Gauges, Air Release Valve and Casing Relief Valve are included. | 40950.3205 | 150492.4279
LIFECO-UK |  | 231007201380 | LIFECO-UK-UL Listed Split Case (GMS 1250-EL31SH) Electric Motor Driven Skid Pump 1250 GPM @ 12.27 Bar Coupled with UL Listed ODP Motor. Suction and Discharge Pressure Gauges, Air Release Valve and Casing Relief Valve are included. | 26549.4237 | 97569.1322
LIFECO-UK |  | 231007201381 | LIFECO-UK-UL Listed Split Case (GMS 1250-EL31SH) Electric Motor Driven Skid Pump 1250 GPM @ 13 Bar Coupled with UL Listed ODP Motor. Suction and Discharge Pressure Gauges, Air Release Valve and Casing Relief Valve are included. | 26549.4237 | 97569.1322
LIFECO-UK |  | 231007201382 | LIFECO-UK-UL Listed Split Case (GMS 1250-EL31SH) Electric Motor Driven Skid Pump 1250 GPM @ 14 Bar Coupled with UL Listed ODP Motor. Suction and Discharge Pressure Gauges, Air Release Valve and Casing Relief Valve are included. | 26549.4237 | 97569.1322
LIFECO-UK |  | 231007201383 | LIFECO-UK-UL Listed Split Case (GMS 1250-EL31SH) Electric Motor Driven Skid Pump 1250 GPM @ 15 Bar Coupled with UL Listed ODP Motor. Suction and Discharge Pressure Gauges, Air Release Valve and Casing Relief Valve are included. | 26549.4237 | 97569.1322
LIFECO-UK |  | 231007201384 | LIFECO-UK-UL Listed Split Case (GMS 1250-EL31SH) Electric Motor Driven Skid Pump 1250 GPM @ 16 Bar Coupled with UL Listed ODP Motor. Suction and Discharge Pressure Gauges, Air Release Valve and Casing Relief Valve are included. | 36936.3782 | 135741.1899
LIFECO-UK |  | 231007201385 | LIFECO-UK-UL Listed Split Case (GMS 1250-EL31SH) Electric Motor Driven Skid Pump 1250 GPM @ 17 Bar Coupled with UL Listed ODP Motor. Suction and Discharge Pressure Gauges, Air Release Valve and Casing Relief Valve are included. | 36936.3782 | 135741.1899
LIFECO-UK |  | 231007201386 | LIFECO-UK-UL Listed Split Case (GMS 1250-EL31SH) Electric Motor Driven Skid Pump 1250 GPM @ 18 Bar Coupled with UL Listed ODP Motor. Suction and Discharge Pressure Gauges, Air Release Valve and Casing Relief Valve are included. | 39490.7051 | 145128.3413
LIFECO-UK |  | 231007201387 | LIFECO-UK-UL Listed Split Case (GMS 1250-EL31SH) Electric Motor Driven Skid Pump 1250 GPM @ 19 Bar Coupled with UL Listed ODP Motor. Suction and Discharge Pressure Gauges, Air Release Valve and Casing Relief Valve are included. | 39490.7051 | 145128.3413
LIFECO-UK |  | 231007201388 | LIFECO-UK-UL Listed Split Case (GMS 1250-EL31SH) Electric Motor Driven Skid Pump 1250 GPM @ 20 Bar Coupled with UL Listed ODP Motor. Suction and Discharge Pressure Gauges, Air Release Valve and Casing Relief Valve are included. | 40261.0577 | 147959.387
LIFECO-UK |  | 231007201389 | LIFECO-UK-UL Listed Split Case (GMS 1500-15SH) Electric Motor Driven Skid Pump 1500 GPM @ 10.28 Bar Coupled with UL Listed ODP Motor. Suction and Discharge Pressure Gauges, Air Release Valve and Casing Relief Valve are included. | 38679.8077 | 142148.2933
LIFECO-UK |  | 231007201390 | LIFECO-UK-UL Listed Split Case (GMS 1500-15SH) Electric Motor Driven Skid Pump 1500 GPM @ 11 Bar Coupled with UL Listed ODP Motor. Suction and Discharge Pressure Gauges, Air Release Valve and Casing Relief Valve are included. | 38679.8077 | 142148.2933
LIFECO-UK |  | 231007201391 | LIFECO-UK-UL Listed Split Case (GMS 1500-15SH) Electric Motor Driven Skid Pump 1500 GPM @ 12 Bar Coupled with UL Listed ODP Motor. Suction and Discharge Pressure Gauges, Air Release Valve and Casing Relief Valve are included. | 40950.3205 | 150492.4279
LIFECO-UK |  | 231007201392 | LIFECO-UK-UL Listed Split Case (GMS 1500-15SH) Electric Motor Driven Skid Pump 1500 GPM @ 13 Bar Coupled with UL Listed ODP Motor. Suction and Discharge Pressure Gauges, Air Release Valve and Casing Relief Valve are included. | 42247.7564 | 155260.5048
LIFECO-UK |  | 231007201393 | LIFECO-UK-UL Listed Split Case (GMS 1500-15SH) Electric Motor Driven Skid Pump 1500 GPM @ 14.27 Bar Coupled with UL Listed ODP Motor. Suction and Discharge Pressure Gauges, Air Release Valve and Casing Relief Valve are included. | 42247.7564 | 155260.5048
LIFECO-UK |  | 231007201394 | LIFECO-UK-UL Listed Split Case (GMS 1500-15SH) Electric Motor Driven Skid Pump 1500 GPM @ 15.03 Bar Coupled with UL Listed ODP Motor. Suction and Discharge Pressure Gauges, Air Release Valve and Casing Relief Valve are included. | 57735.8974 | 212179.4231
LIFECO-UK |  | 231007201395 | LIFECO-UK-UL Listed Split Case (GMS 1500-61SL6-2G) Electric Motor Driven Skid Pump 1500 GPM @ 9.79 Bar Coupled with UL Listed ODP Motor. Suction and Discharge Pressure Gauges, Air Release Valve and Casing Relief Valve are included. | 57816.9872 | 212477.4279
LIFECO-UK |  | 231007201396 | LIFECO-UK-UL Listed Split Case (GMS 1500-61SL6-2G) Electric Motor Driven Skid Pump 1500 GPM @ 10 Bar Coupled with UL Listed ODP Motor. Suction and Discharge Pressure Gauges, Air Release Valve and Casing Relief Valve are included. | 57816.9872 | 212477.4279
LIFECO-UK |  | 231007201397 | LIFECO-UK-UL Listed Split Case (GMS 1500-61SL6-2G) Electric Motor Driven Skid Pump 1500 GPM @ 11 Bar Coupled with UL Listed ODP Motor. Suction and Discharge Pressure Gauges, Air Release Valve and Casing Relief Valve are included. | 61466.0256 | 225887.6442
LIFECO-UK |  | 231007201398 | LIFECO-UK-UL Listed Split Case (GMS 1500-61SL6-2G) Electric Motor Driven Skid Pump 1500 GPM @ 11.58 Bar Coupled with UL Listed ODP Motor. Suction and Discharge Pressure Gauges, Air Release Valve and Casing Relief Valve are included. | 61466.0256 | 225887.6442
LIFECO-UK |  | 231007201399 | LIFECO-UK-UL Listed Split Case (GMS 1500-61SL6-2G) Electric Motor Driven Skid Pump 1500 GPM @ 11.93 Bar Coupled with UL Listed ODP Motor. Suction and Discharge Pressure Gauges, Air Release Valve and Casing Relief Valve are included. | 69534.4551 | 255539.1226
LIFECO-UK |  | 231007201400 | LIFECO-UK-UL Listed Split Case (GMS 2000-15SH) Electric Motor Driven Skid Pump 2000 GPM @ 10 Bar Coupled with UL Listed ODP Motor. Suction and Discharge Pressure Gauges, Air Release Valve and Casing Relief Valve are included. | 38679.8077 | 142148.2933
LIFECO-UK |  | 231007201401 | LIFECO-UK-UL Listed Split Case (GMS 2000-15SH) Electric Motor Driven Skid Pump 2000 GPM @ 11 Bar Coupled with UL Listed ODP Motor. Suction and Discharge Pressure Gauges, Air Release Valve and Casing Relief Valve are included. | 40950.3205 | 150492.4279
LIFECO-UK |  | 231007201402 | LIFECO-UK-UL Listed Split Case (GMS 2000-15SH) Electric Motor Driven Skid Pump 2000 GPM @ 12 Bar Coupled with UL Listed ODP Motor. Suction and Discharge Pressure Gauges, Air Release Valve and Casing Relief Valve are included. | 40950.3205 | 150492.4279
LIFECO-UK |  | 231007201403 | LIFECO-UK-UL Listed Split Case (GMS 2000-15SH) Electric Motor Driven Skid Pump 2000 GPM @ 13 Bar Coupled with UL Listed ODP Motor. Suction and Discharge Pressure Gauges, Air Release Valve and Casing Relief Valve are included. | 42247.7564 | 155260.5048
LIFECO-UK |  | 231007201404 | LIFECO-UK-UL Listed Split Case (GMS 2000-15SH) Electric Motor Driven Skid Pump 2000 GPM @ 14 Bar Coupled with UL Listed ODP Motor. Suction and Discharge Pressure Gauges, Air Release Valve and Casing Relief Valve are included. | 57735.8974 | 212179.4231
LIFECO-UK |  | 231007201405 | LIFECO-UK-UL Listed Split Case (GMS 2000-15SH) Electric Motor Driven Skid Pump 2000 GPM @ 14.82 Bar Coupled with UL Listed ODP Motor. Suction and Discharge Pressure Gauges, Air Release Valve and Casing Relief Valve are included. | 57735.8974 | 212179.4231
LIFECO-UK |  | 231007201406 | LIFECO-UK-UL Listed Split Case (GMS 2000-61SL6-2G) Electric Motor Driven Skid Pump 2000 GPM @ 9.38 Bar Coupled with UL Listed ODP Motor. Suction and Discharge Pressure Gauges, Air Release Valve and Casing Relief Valve are included. | 61466.0256 | 225887.6442
LIFECO-UK |  | 231007201407 | LIFECO-UK-UL Listed Split Case (GMS 2000-61SL6-2G) Electric Motor Driven Skid Pump 2000 GPM @ 10 Bar Coupled with UL Listed ODP Motor. Suction and Discharge Pressure Gauges, Air Release Valve and Casing Relief Valve are included. | 61466.0256 | 225887.6442
LIFECO-UK |  | 231007201408 | LIFECO-UK-UL Listed Split Case (GMS 2000-61SL6-2G) Electric Motor Driven Skid Pump 2000 GPM @ 11 Bar Coupled with UL Listed ODP Motor. Suction and Discharge Pressure Gauges, Air Release Valve and Casing Relief Valve are included. | 69534.4551 | 255539.1226
LIFECO-UK |  | 231007201409 | LIFECO-UK-UL Listed Split Case (GMS 2000-61SL6-2G) Electric Motor Driven Skid Pump 2000 GPM @ 11.93 Bar Coupled with UL Listed ODP Motor. Suction and Discharge Pressure Gauges, Air Release Valve and Casing Relief Valve are included. | 69534.4551 | 255539.1226
LIFECO-UK |  | 231007201410 | LIFECO-UK-UL Listed Split Case (GMS 2500-61SL6-2G) Electric Motor Driven Skid Pump 2500 GPM @ 9.1 Bar Coupled with UL Listed ODP Motor. Suction and Discharge Pressure Gauges, Air Release Valve and Casing Relief Valve are included. | 61466.0256 | 225887.6442
LIFECO-UK |  | 231007201411 | LIFECO-UK-UL Listed Split Case (GMS 2500-61SL6-2G) Electric Motor Driven Skid Pump 2500 GPM @ 10 Bar Coupled with UL Listed ODP Motor. Suction and Discharge Pressure Gauges, Air Release Valve and Casing Relief Valve are included. | 69534.4551 | 255539.1226
LIFECO-UK |  | 231007201412 | LIFECO-UK-UL Listed Split Case (GMS 2500-61SL6-2G) Electric Motor Driven Skid Pump 2500 GPM @ 11 Bar Coupled with UL Listed ODP Motor. Suction and Discharge Pressure Gauges, Air Release Valve and Casing Relief Valve are included. | 69534.4551 | 255539.1226
LIFECO-UK |  | 231007201413 | LIFECO-UK-UL Listed Split Case (GMS 2500-61SL6-2G) Electric Motor Driven Skid Pump 2500 GPM @ 11.72 Bar Coupled with UL Listed ODP Motor. Suction and Discharge Pressure Gauges, Air Release Valve and Casing Relief Valve are included. | 80035.5769 | 294130.7452
LIFECO-UK |  | 231007201414 | LIFECO-UK-UL Listed Split Case (GMS 3000-61SL6-2G) Electric Motor Driven Skid Pump 3000 GPM @ 8.62 Bar Coupled with UL Listed ODP Motor. Suction and Discharge Pressure Gauges, Air Release Valve and Casing Relief Valve are included. | 61466.0256 | 225887.6442
LIFECO-UK |  | 231007201415 | LIFECO-UK-UL Listed Split Case (GMS 3000-61SL6-2G) Electric Motor Driven Skid Pump 3000 GPM @ 9 Bar Coupled with UL Listed ODP Motor. Suction and Discharge Pressure Gauges, Air Release Valve and Casing Relief Valve are included. | 69534.4551 | 255539.1226
LIFECO-UK |  | 231007201416 | LIFECO-UK-UL Listed Split Case (GMS 3000-61SL6-2G) Electric Motor Driven Skid Pump 3000 GPM @ 10 Bar Coupled with UL Listed ODP Motor. Suction and Discharge Pressure Gauges, Air Release Valve and Casing Relief Valve are included. | 80035.5769 | 294130.7452
LIFECO-UK |  | 231007201417 | LIFECO-UK-UL Listed Split Case (GMS 3000-61SL6-2G) Electric Motor Driven Skid Pump 3000 GPM @ 11 Bar Coupled with UL Listed ODP Motor. Suction and Discharge Pressure Gauges, Air Release Valve and Casing Relief Valve are included. | 80035.5769 | 294130.7452
LIFECO-UK |  | 231007201418 | LIFECO-UK-UL Listed Split Case (GMS 3000-61SL6-2G) Electric Motor Driven Skid Pump 3000 GPM @ 11.31 Bar Coupled with UL Listed ODP Motor. Suction and Discharge Pressure Gauges, Air Release Valve and Casing Relief Valve are included. | 81657.3718 | 300090.8413
LIFECO-UK |  | 231007201419 | LIFECO-UK-UL Listed Split Case (GMS 3500-61SL6-2G) Electric Motor Driven Skid Pump 3500 GPM @ 8.21 Bar Coupled with UL Listed ODP Motor. Suction and Discharge Pressure Gauges, Air Release Valve and Casing Relief Valve are included. | 69534.4551 | 255539.1226
LIFECO-UK |  | 231007201420 | LIFECO-UK-UL Listed Split Case (GMS 3500-61SL6-2G) Electric Motor Driven Skid Pump 3500 GPM @ 9 Bar Coupled with UL Listed ODP Motor. Suction and Discharge Pressure Gauges, Air Release Valve and Casing Relief Valve are included. | 69534.4551 | 255539.1226
LIFECO-UK |  | 231007201421 | LIFECO-UK-UL Listed Split Case (GMS 3500-61SL6-2G) Electric Motor Driven Skid Pump 3500 GPM @ 10 Bar Coupled with UL Listed ODP Motor. Suction and Discharge Pressure Gauges, Air Release Valve and Casing Relief Valve are included. | 80035.5769 | 294130.7452
LIFECO-UK |  | 231007201422 | LIFECO-UK-UL Listed Split Case (GMS 3500-61SL6-2G) Electric Motor Driven Skid Pump 3500 GPM @ 10.76 Bar Coupled with UL Listed ODP Motor. Suction and Discharge Pressure Gauges, Air Release Valve and Casing Relief Valve are included. | 81657.3718 | 300090.8413

## UL FM Electric Split Case 50Hz
UL/FM Electric Split Case 50Hz
Item of | LIFECO-UK Item Code | Supplier Item Code | Description | LIFECO-UK GP (USD) | LIFECO-UK GP (AED)
LIFECO-UK |  | 231007200940 | LIFECO-UK-UL/FM Approved Split Case (GMS 150-28SM) Electric Motor Driven Skid Pump 150 GPM @ 6.96 Bar Coupled with UL Listed ODP Motor. Suction and Discharge Pressure Gauges, Air Release Valve and Casing Relief Valve are included. | 11312.0192 | 41571.6707
LIFECO-UK |  | 231007200941 | LIFECO-UK-UL/FM Approved Split Case (GMS 150-28SM) Electric Motor Driven Skid Pump 150 GPM @ 8 Bar Coupled with UL Listed ODP Motor. Suction and Discharge Pressure Gauges, Air Release Valve and Casing Relief Valve are included. | 12082.3718 | 44402.7163
LIFECO-UK |  | 231007200942 | LIFECO-UK-UL/FM Approved Split Case (GMS 150-28SM) Electric Motor Driven Skid Pump 150 GPM @ 9 Bar Coupled with UL Listed ODP Motor. Suction and Discharge Pressure Gauges, Air Release Valve and Casing Relief Valve are included. | 12082.3718 | 44402.7163
LIFECO-UK |  | 231007200943 | LIFECO-UK-UL/FM Approved Split Case (GMS 150-28SM) Electric Motor Driven Skid Pump 150 GPM @ 10 Bar Coupled with UL Listed ODP Motor. Suction and Discharge Pressure Gauges, Air Release Valve and Casing Relief Valve are included. | 13002.6981 | 47784.9154
LIFECO-UK |  | 231007200944 | LIFECO-UK-UL/FM Approved Split Case (GMS 150-28SM) Electric Motor Driven Skid Pump 150 GPM @ 11 Bar Coupled with UL Listed ODP Motor. Suction and Discharge Pressure Gauges, Air Release Valve and Casing Relief Valve are included. | 14000.1442 | 51450.53
LIFECO-UK |  | 231007200945 | LIFECO-UK-UL/FM Approved Split Case (GMS 150-35SM) Electric Motor Driven Skid Pump 150 GPM @ 12 Bar Coupled with UL Listed ODP Motor. Suction and Discharge Pressure Gauges, Air Release Valve and Casing Relief Valve are included. | 15488.141 | 56918.9183
LIFECO-UK |  | 231007200946 | LIFECO-UK-UL/FM Approved Split Case (GMS 150-35SM) Electric Motor Driven Skid Pump 150 GPM @ 13 Bar Coupled with UL Listed ODP Motor. Suction and Discharge Pressure Gauges, Air Release Valve and Casing Relief Valve are included. | 16461.2179 | 60494.976
LIFECO-UK |  | 231007200947 | LIFECO-UK-UL/FM Approved Split Case (GMS 150-35SM) Electric Motor Driven Skid Pump 150 GPM @ 14 Bar Coupled with UL Listed ODP Motor. Suction and Discharge Pressure Gauges, Air Release Valve and Casing Relief Valve are included. | 16745.0321 | 61537.9928
LIFECO-UK |  | 231007200948 | LIFECO-UK-UL/FM Approved Split Case (GMS 150-40SM) Electric Motor Driven Skid Pump 150 GPM @ 15 Bar Coupled with UL Listed ODP Motor. Suction and Discharge Pressure Gauges, Air Release Valve and Casing Relief Valve are included. | 24772.9167 | 91040.4687
LIFECO-UK |  | 231007200949 | LIFECO-UK-UL/FM Approved Split Case (GMS 150-40SM) Electric Motor Driven Skid Pump 150 GPM @ 16 Bar Coupled with UL Listed ODP Motor. Suction and Discharge Pressure Gauges, Air Release Valve and Casing Relief Valve are included. | 24772.9167 | 91040.4687
LIFECO-UK |  | 231007200950 | LIFECO-UK-UL/FM Approved Split Case (GMS 150-40SM) Electric Motor Driven Skid Pump 150 GPM @ 17 Bar Coupled with UL Listed ODP Motor. Suction and Discharge Pressure Gauges, Air Release Valve and Casing Relief Valve are included. | 28584.1346 | 105046.6947
LIFECO-UK |  | 231007200951 | LIFECO-UK-UL/FM Approved Split Case (GMS 150-40SM) Electric Motor Driven Skid Pump 150 GPM @ 18 Bar Coupled with UL Listed ODP Motor. Suction and Discharge Pressure Gauges, Air Release Valve and Casing Relief Valve are included. | 28584.1346 | 105046.6947
LIFECO-UK |  | 231007200952 | LIFECO-UK-UL/FM Approved Split Case (GMS 150-40SM) Electric Motor Driven Skid Pump 150 GPM @ 19 Bar Coupled with UL Listed ODP Motor. Suction and Discharge Pressure Gauges, Air Release Valve and Casing Relief Valve are included. | 28584.1346 | 105046.6947
LIFECO-UK |  | 231007200953 | LIFECO-UK-UL/FM Approved Split Case (GMS 150-40SM) Electric Motor Driven Skid Pump 150 GPM @ 19.93 Bar Coupled with UL Listed ODP Motor. Suction and Discharge Pressure Gauges, Air Release Valve and Casing Relief Valve are included. | 28584.1346 | 105046.6947
LIFECO-UK |  | 231007200954 | LIFECO-UK-UL/FM Approved Split Case (GMS 200-28SM) Electric Motor Driven Skid Pump 200 GPM @ 6.96 Bar Coupled with UL Listed ODP Motor. Suction and Discharge Pressure Gauges, Air Release Valve and Casing Relief Valve are included. | 11312.0192 | 41571.6707
LIFECO-UK |  | 231007200955 | LIFECO-UK-UL/FM Approved Split Case (GMS 200-28SM) Electric Motor Driven Skid Pump 200 GPM @ 8 Bar Coupled with UL Listed ODP Motor. Suction and Discharge Pressure Gauges, Air Release Valve and Casing Relief Valve are included. | 12082.3718 | 44402.7163
LIFECO-UK |  | 231007200956 | LIFECO-UK-UL/FM Approved Split Case (GMS 200-28SM) Electric Motor Driven Skid Pump 200 GPM @ 9 Bar Coupled with UL Listed ODP Motor. Suction and Discharge Pressure Gauges, Air Release Valve and Casing Relief Valve are included. | 12082.3718 | 44402.7163
LIFECO-UK |  | 231007200957 | LIFECO-UK-UL/FM Approved Split Case (GMS 200-28SM) Electric Motor Driven Skid Pump 200 GPM @ 10 Bar Coupled with UL Listed ODP Motor. Suction and Discharge Pressure Gauges, Air Release Valve and Casing Relief Valve are included. | 13002.6981 | 47784.9154
LIFECO-UK |  | 231007200958 | LIFECO-UK-UL/FM Approved Split Case (GMS 200-28SM) Electric Motor Driven Skid Pump 200 GPM @ 11 Bar Coupled with UL Listed ODP Motor. Suction and Discharge Pressure Gauges, Air Release Valve and Casing Relief Valve are included. | 14000.1442 | 51450.53
LIFECO-UK |  | 231007200959 | LIFECO-UK-UL/FM Approved Split Case (GMS 200-35SM) Electric Motor Driven Skid Pump 200 GPM @ 12 Bar Coupled with UL Listed ODP Motor. Suction and Discharge Pressure Gauges, Air Release Valve and Casing Relief Valve are included. | 15488.141 | 56918.9183
LIFECO-UK |  | 231007200960 | LIFECO-UK-UL/FM Approved Split Case (GMS 200-35SM) Electric Motor Driven Skid Pump 200 GPM @ 13 Bar Coupled with UL Listed ODP Motor. Suction and Discharge Pressure Gauges, Air Release Valve and Casing Relief Valve are included. | 16461.2179 | 60494.976
LIFECO-UK |  | 231007200961 | LIFECO-UK-UL/FM Approved Split Case (GMS 200-35SM) Electric Motor Driven Skid Pump 200 GPM @ 14 Bar Coupled with UL Listed ODP Motor. Suction and Discharge Pressure Gauges, Air Release Valve and Casing Relief Valve are included. | 16745.0321 | 61537.9928
LIFECO-UK |  | 231007200962 | LIFECO-UK-UL/FM Approved Split Case (GMS 200-40SM) Electric Motor Driven Skid Pump 200 GPM @ 15 Bar Coupled with UL Listed ODP Motor. Suction and Discharge Pressure Gauges, Air Release Valve and Casing Relief Valve are included. | 24772.9167 | 91040.4687
LIFECO-UK |  | 231007200963 | LIFECO-UK-UL/FM Approved Split Case (GMS 200-40SM) Electric Motor Driven Skid Pump 200 GPM @ 16 Bar Coupled with UL Listed ODP Motor. Suction and Discharge Pressure Gauges, Air Release Valve and Casing Relief Valve are included. | 24772.9167 | 91040.4687
LIFECO-UK |  | 231007200964 | LIFECO-UK-UL/FM Approved Split Case (GMS 200-40SM) Electric Motor Driven Skid Pump 200 GPM @ 17 Bar Coupled with UL Listed ODP Motor. Suction and Discharge Pressure Gauges, Air Release Valve and Casing Relief Valve are included. | 28584.1346 | 105046.6947
LIFECO-UK |  | 231007200965 | LIFECO-UK-UL/FM Approved Split Case (GMS 200-40SM) Electric Motor Driven Skid Pump 200 GPM @ 18 Bar Coupled with UL Listed ODP Motor. Suction and Discharge Pressure Gauges, Air Release Valve and Casing Relief Valve are included. | 28584.1346 | 105046.6947
LIFECO-UK |  | 231007200966 | LIFECO-UK-UL/FM Approved Split Case (GMS 200-40SM) Electric Motor Driven Skid Pump 200 GPM @ 19 Bar Coupled with UL Listed ODP Motor. Suction and Discharge Pressure Gauges, Air Release Valve and Casing Relief Valve are included. | 28584.1346 | 105046.6947
LIFECO-UK |  | 231007200967 | LIFECO-UK-UL/FM Approved Split Case (GMS 200-40SM) Electric Motor Driven Skid Pump 200 GPM @ 19.93 Bar Coupled with UL Listed ODP Motor. Suction and Discharge Pressure Gauges, Air Release Valve and Casing Relief Valve are included. | 28584.1346 | 105046.6947
LIFECO-UK |  | 231007200968 | LIFECO-UK-UL/FM Approved Split Case (GMS 250-28SM) Electric Motor Driven Skid Pump 250 GPM @ 6.96 Bar Coupled with UL Listed ODP Motor. Suction and Discharge Pressure Gauges, Air Release Valve and Casing Relief Valve are included. | 11312.0192 | 41571.6707
LIFECO-UK |  | 231007200969 | LIFECO-UK-UL/FM Approved Split Case (GMS 250-28SM) Electric Motor Driven Skid Pump 250 GPM @ 8 Bar Coupled with UL Listed ODP Motor. Suction and Discharge Pressure Gauges, Air Release Valve and Casing Relief Valve are included. | 12082.3718 | 44402.7163
LIFECO-UK |  | 231007200970 | LIFECO-UK-UL/FM Approved Split Case (GMS 250-28SM) Electric Motor Driven Skid Pump 250 GPM @ 9 Bar Coupled with UL Listed ODP Motor. Suction and Discharge Pressure Gauges, Air Release Valve and Casing Relief Valve are included. | 13002.6981 | 47784.9154
LIFECO-UK |  | 231007200971 | LIFECO-UK-UL/FM Approved Split Case (GMS 250-28SM) Electric Motor Driven Skid Pump 250 GPM @ 10 Bar Coupled with UL Listed ODP Motor. Suction and Discharge Pressure Gauges, Air Release Valve and Casing Relief Valve are included. | 14000.1442 | 51450.53
LIFECO-UK |  | 231007200972 | LIFECO-UK-UL/FM Approved Split Case (GMS 250-28SM) Electric Motor Driven Skid Pump 250 GPM @ 11 Bar Coupled with UL Listed ODP Motor. Suction and Discharge Pressure Gauges, Air Release Valve and Casing Relief Valve are included. | 14000.1442 | 51450.53
LIFECO-UK |  | 231007200973 | LIFECO-UK-UL/FM Approved Split Case (GMS 250-35SM) Electric Motor Driven Skid Pump 250 GPM @ 12 Bar Coupled with UL Listed ODP Motor. Suction and Discharge Pressure Gauges, Air Release Valve and Casing Relief Valve are included. | 16461.2179 | 60494.976
LIFECO-UK |  | 231007200974 | LIFECO-UK-UL/FM Approved Split Case (GMS 250-35SM) Electric Motor Driven Skid Pump 250 GPM @ 13 Bar Coupled with UL Listed ODP Motor. Suction and Discharge Pressure Gauges, Air Release Valve and Casing Relief Valve are included. | 16461.2179 | 60494.976
LIFECO-UK |  | 231007200975 | LIFECO-UK-UL/FM Approved Split Case (GMS 250-35SM) Electric Motor Driven Skid Pump 250 GPM @ 14 Bar Coupled with UL Listed ODP Motor. Suction and Discharge Pressure Gauges, Air Release Valve and Casing Relief Valve are included. | 16745.0321 | 61537.9928
LIFECO-UK |  | 231007200976 | LIFECO-UK-UL/FM Approved Split Case (GMS 250-40SM) Electric Motor Driven Skid Pump 250 GPM @ 15 Bar Coupled with UL Listed ODP Motor. Suction and Discharge Pressure Gauges, Air Release Valve and Casing Relief Valve are included. | 24772.9167 | 91040.4687
LIFECO-UK |  | 231007200977 | LIFECO-UK-UL/FM Approved Split Case (GMS 250-40SM) Electric Motor Driven Skid Pump 250 GPM @ 16 Bar Coupled with UL Listed ODP Motor. Suction and Discharge Pressure Gauges, Air Release Valve and Casing Relief Valve are included. | 28584.1346 | 105046.6947
LIFECO-UK |  | 231007200978 | LIFECO-UK-UL/FM Approved Split Case (GMS 250-40SM) Electric Motor Driven Skid Pump 250 GPM @ 17 Bar Coupled with UL Listed ODP Motor. Suction and Discharge Pressure Gauges, Air Release Valve and Casing Relief Valve are included. | 28584.1346 | 105046.6947
LIFECO-UK |  | 231007200979 | LIFECO-UK-UL/FM Approved Split Case (GMS 250-40SM) Electric Motor Driven Skid Pump 250 GPM @ 18 Bar Coupled with UL Listed ODP Motor. Suction and Discharge Pressure Gauges, Air Release Valve and Casing Relief Valve are included. | 28584.1346 | 105046.6947
LIFECO-UK |  | 231007200980 | LIFECO-UK-UL/FM Approved Split Case (GMS 250-40SM) Electric Motor Driven Skid Pump 250 GPM @ 19 Bar Coupled with UL Listed ODP Motor. Suction and Discharge Pressure Gauges, Air Release Valve and Casing Relief Valve are included. | 28584.1346 | 105046.6947
LIFECO-UK |  | 231007200981 | LIFECO-UK-UL/FM Approved Split Case (GMS 200-40SM) Electric Motor Driven Skid Pump 200 GPM @ 19.86 Bar Coupled with UL Listed ODP Motor. Suction and Discharge Pressure Gauges, Air Release Valve and Casing Relief Valve are included. | 29800.4808 | 109516.7668
LIFECO-UK |  | 231007200982 | LIFECO-UK-UL/FM Approved Split Case (GMS 300-28SM) Electric Motor Driven Skid Pump 300 GPM @ 6.9 Bar Coupled with UL Listed ODP Motor. Suction and Discharge Pressure Gauges, Air Release Valve and Casing Relief Valve are included. | 12082.3718 | 44402.7163
LIFECO-UK |  | 231007200983 | LIFECO-UK-UL/FM Approved Split Case (GMS 300-28SM) Electric Motor Driven Skid Pump 300 GPM @ 8 Bar Coupled with UL Listed ODP Motor. Suction and Discharge Pressure Gauges, Air Release Valve and Casing Relief Valve are included. | 12082.3718 | 44402.7163
LIFECO-UK |  | 231007200984 | LIFECO-UK-UL/FM Approved Split Case (GMS 300-28SM) Electric Motor Driven Skid Pump 300 GPM @ 9 Bar Coupled with UL Listed ODP Motor. Suction and Discharge Pressure Gauges, Air Release Valve and Casing Relief Valve are included. | 13928.7218 | 51188.0526
LIFECO-UK |  | 231007200985 | LIFECO-UK-UL/FM Approved Split Case (GMS 300-28SM) Electric Motor Driven Skid Pump 300 GPM @ 10 Bar Coupled with UL Listed ODP Motor. Suction and Discharge Pressure Gauges, Air Release Valve and Casing Relief Valve are included. | 14123.2949 | 51903.1087
LIFECO-UK |  | 231007200986 | LIFECO-UK-UL/FM Approved Split Case (GMS 300-28SM) Electric Motor Driven Skid Pump 300 GPM @ 11 Bar Coupled with UL Listed ODP Motor. Suction and Discharge Pressure Gauges, Air Release Valve and Casing Relief Valve are included. | 15476.7038 | 56876.8866
LIFECO-UK |  | 231007200987 | LIFECO-UK-UL/FM Approved Split Case (GMS 300-35SM) Electric Motor Driven Skid Pump 300 GPM @ 12 Bar Coupled with UL Listed ODP Motor. Suction and Discharge Pressure Gauges, Air Release Valve and Casing Relief Valve are included. | 16543.2526 | 60796.4532
LIFECO-UK |  | 231007200988 | LIFECO-UK-UL/FM Approved Split Case (GMS 300-35SM) Electric Motor Driven Skid Pump 300 GPM @ 13 Bar Coupled with UL Listed ODP Motor. Suction and Discharge Pressure Gauges, Air Release Valve and Casing Relief Valve are included. | 17920.8333 | 65859.0625
LIFECO-UK |  | 231007200989 | LIFECO-UK-UL/FM Approved Split Case (GMS 300-35SM) Electric Motor Driven Skid Pump 300 GPM @ 14 Bar Coupled with UL Listed ODP Motor. Suction and Discharge Pressure Gauges, Air Release Valve and Casing Relief Valve are included. | 18204.6474 | 66902.0793
LIFECO-UK |  | 231007200990 | LIFECO-UK-UL/FM Approved Split Case (GMS 300-40SM) Electric Motor Driven Skid Pump 300 GPM @ 15 Bar Coupled with UL Listed ODP Motor. Suction and Discharge Pressure Gauges, Air Release Valve and Casing Relief Valve are included. | 24772.9167 | 91040.4687
LIFECO-UK |  | 231007200991 | LIFECO-UK-UL/FM Approved Split Case (GMS 300-40SM) Electric Motor Driven Skid Pump 300 GPM @ 16 Bar Coupled with UL Listed ODP Motor. Suction and Discharge Pressure Gauges, Air Release Valve and Casing Relief Valve are included. | 28584.1346 | 105046.6947
LIFECO-UK |  | 231007200992 | LIFECO-UK-UL/FM Approved Split Case (GMS 300-40SM) Electric Motor Driven Skid Pump 300 GPM @ 17 Bar Coupled with UL Listed ODP Motor. Suction and Discharge Pressure Gauges, Air Release Valve and Casing Relief Valve are included. | 28584.1346 | 105046.6947
LIFECO-UK |  | 231007200993 | LIFECO-UK-UL/FM Approved Split Case (GMS 300-40SM) Electric Motor Driven Skid Pump 300 GPM @ 18 Bar Coupled with UL Listed ODP Motor. Suction and Discharge Pressure Gauges, Air Release Valve and Casing Relief Valve are included. | 28584.1346 | 105046.6947
LIFECO-UK |  | 231007200994 | LIFECO-UK-UL/FM Approved Split Case (GMS 300-40SM) Electric Motor Driven Skid Pump 300 GPM @ 19 Bar Coupled with UL Listed ODP Motor. Suction and Discharge Pressure Gauges, Air Release Valve and Casing Relief Valve are included. | 28584.1346 | 105046.6947
LIFECO-UK |  | 231007200995 | LIFECO-UK-UL/FM Approved Split Case (GMS 300-40SM) Electric Motor Driven Skid Pump 300 GPM @ 19.72 Bar Coupled with UL Listed ODP Motor. Suction and Discharge Pressure Gauges, Air Release Valve and Casing Relief Valve are included. | 29800.4808 | 109516.7668
LIFECO-UK |  | 231007200996 | LIFECO-UK-UL/FM Approved Split Case (GMS 400-28SM) Electric Motor Driven Skid Pump 400 GPM @ 6.76 Bar Coupled with UL Listed ODP Motor. Suction and Discharge Pressure Gauges, Air Release Valve and Casing Relief Valve are included. | 12082.3718 | 44402.7163
LIFECO-UK |  | 231007200997 | LIFECO-UK-UL/FM Approved Split Case (GMS 400-28SM) Electric Motor Driven Skid Pump 400 GPM @ 7 Bar Coupled with UL Listed ODP Motor. Suction and Discharge Pressure Gauges, Air Release Valve and Casing Relief Valve are included. | 13071.159 | 48036.5092
LIFECO-UK |  | 231007200998 | LIFECO-UK-UL/FM Approved Split Case (GMS 400-28SM) Electric Motor Driven Skid Pump 400 GPM @ 8 Bar Coupled with UL Listed ODP Motor. Suction and Discharge Pressure Gauges, Air Release Valve and Casing Relief Valve are included. | 13294.5577 | 48857.4995
LIFECO-UK |  | 231007200999 | LIFECO-UK-UL/FM Approved Split Case (GMS 400-28SM) Electric Motor Driven Skid Pump 400 GPM @ 9 Bar Coupled with UL Listed ODP Motor. Suction and Discharge Pressure Gauges, Air Release Valve and Casing Relief Valve are included. | 14123.2949 | 51903.1087
LIFECO-UK |  | 231007201000 | LIFECO-UK-UL/FM Approved Split Case (GMS 400-28SM) Electric Motor Driven Skid Pump 400 GPM @ 10 Bar Coupled with UL Listed ODP Motor. Suction and Discharge Pressure Gauges, Air Release Valve and Casing Relief Valve are included. | 15779.3731 | 57989.1961
LIFECO-UK |  | 231007201001 | LIFECO-UK-UL/FM Approved Split Case (GMS 400-28SM) Electric Motor Driven Skid Pump 400 GPM @ 11 Bar Coupled with UL Listed ODP Motor. Suction and Discharge Pressure Gauges, Air Release Valve and Casing Relief Valve are included. | 16009.9782 | 58836.6699
LIFECO-UK |  | 231007201002 | LIFECO-UK-UL/FM Approved Split Case (GMS 400-35SM) Electric Motor Driven Skid Pump 400 GPM @ 12 Bar Coupled with UL Listed ODP Motor. Suction and Discharge Pressure Gauges, Air Release Valve and Casing Relief Valve are included. | 17920.8333 | 65859.0625
LIFECO-UK |  | 231007201003 | LIFECO-UK-UL/FM Approved Split Case (GMS 400-35SM) Electric Motor Driven Skid Pump 400 GPM @ 13 Bar Coupled with UL Listed ODP Motor. Suction and Discharge Pressure Gauges, Air Release Valve and Casing Relief Valve are included. | 17920.8333 | 65859.0625
LIFECO-UK |  | 231007201004 | LIFECO-UK-UL/FM Approved Split Case (GMS 400-35SM) Electric Motor Driven Skid Pump 400 GPM @ 14 Bar Coupled with UL Listed ODP Motor. Suction and Discharge Pressure Gauges, Air Release Valve and Casing Relief Valve are included. | 18204.6474 | 66902.0793
LIFECO-UK |  | 231007201005 | LIFECO-UK-UL/FM Approved Split Case (GMS 400-40SM) Electric Motor Driven Skid Pump 400 GPM @ 15 Bar Coupled with UL Listed ODP Motor. Suction and Discharge Pressure Gauges, Air Release Valve and Casing Relief Valve are included. | 24772.9167 | 91040.4687
LIFECO-UK |  | 231007201006 | LIFECO-UK-UL/FM Approved Split Case (GMS 400-40SM) Electric Motor Driven Skid Pump 400 GPM @ 16 Bar Coupled with UL Listed ODP Motor. Suction and Discharge Pressure Gauges, Air Release Valve and Casing Relief Valve are included. | 28584.1346 | 105046.6947
LIFECO-UK |  | 231007201007 | LIFECO-UK-UL/FM Approved Split Case (GMS 400-40SM) Electric Motor Driven Skid Pump 400 GPM @ 17 Bar Coupled with UL Listed ODP Motor. Suction and Discharge Pressure Gauges, Air Release Valve and Casing Relief Valve are included. | 28584.1346 | 105046.6947
LIFECO-UK |  | 231007201008 | LIFECO-UK-UL/FM Approved Split Case (GMS 400-40SM) Electric Motor Driven Skid Pump 400 GPM @ 18 Bar Coupled with UL Listed ODP Motor. Suction and Discharge Pressure Gauges, Air Release Valve and Casing Relief Valve are included. | 28584.1346 | 105046.6947
LIFECO-UK |  | 231007201009 | LIFECO-UK-UL/FM Approved Split Case (GMS 400-40SM) Electric Motor Driven Skid Pump 400 GPM @ 19 Bar Coupled with UL Listed ODP Motor. Suction and Discharge Pressure Gauges, Air Release Valve and Casing Relief Valve are included. | 29800.4808 | 109516.7668
LIFECO-UK |  | 231007201010 | LIFECO-UK-UL/FM Approved Split Case (GMS 400-40SM) Electric Motor Driven Skid Pump 400 GPM @ 19.65 Bar Coupled with UL Listed ODP Motor. Suction and Discharge Pressure Gauges, Air Release Valve and Casing Relief Valve are included. | 29800.4808 | 109516.7668
LIFECO-UK |  | 231007201011 | LIFECO-UK-UL/FM Approved Split Case (GMS 450-28SM) Electric Motor Driven Skid Pump 450 GPM @ 6.62 Bar Coupled with UL Listed ODP Motor. Suction and Discharge Pressure Gauges, Air Release Valve and Casing Relief Valve are included. | 13071.159 | 48036.5092
LIFECO-UK |  | 231007201012 | LIFECO-UK-UL/FM Approved Split Case (GMS 450-28SM) Electric Motor Driven Skid Pump 450 GPM @ 7 Bar Coupled with UL Listed ODP Motor. Suction and Discharge Pressure Gauges, Air Release Valve and Casing Relief Valve are included. | 13287.3513 | 48831.016
LIFECO-UK |  | 231007201013 | LIFECO-UK-UL/FM Approved Split Case (GMS 450-28SM) Electric Motor Driven Skid Pump 450 GPM @ 8 Bar Coupled with UL Listed ODP Motor. Suction and Discharge Pressure Gauges, Air Release Valve and Casing Relief Valve are included. | 14000.1442 | 51450.53
LIFECO-UK |  | 231007201014 | LIFECO-UK-UL/FM Approved Split Case (GMS 450-28SM) Electric Motor Driven Skid Pump 450 GPM @ 9 Bar Coupled with UL Listed ODP Motor. Suction and Discharge Pressure Gauges, Air Release Valve and Casing Relief Valve are included. | 14425.9641 | 53015.4181
LIFECO-UK |  | 231007201015 | LIFECO-UK-UL/FM Approved Split Case (GMS 450-28SM) Electric Motor Driven Skid Pump 450 GPM @ 10 Bar Coupled with UL Listed ODP Motor. Suction and Discharge Pressure Gauges, Air Release Valve and Casing Relief Valve are included. | 15779.3731 | 57989.1961
LIFECO-UK |  | 231007201016 | LIFECO-UK-UL/FM Approved Split Case (GMS 450-28SM) Electric Motor Driven Skid Pump 450 GPM @ 11 Bar Coupled with UL Listed ODP Motor. Suction and Discharge Pressure Gauges, Air Release Valve and Casing Relief Valve are included. | 16009.9782 | 58836.6699
LIFECO-UK |  | 231007201017 | LIFECO-UK-UL/FM Approved Split Case (GMS 450-37SM-2G) Electric Motor Driven Skid Pump 450 GPM @ 15.17 Bar Coupled with UL Listed ODP Motor. Suction and Discharge Pressure Gauges, Air Release Valve and Casing Relief Valve are included. | 23110.5769 | 84931.3702
LIFECO-UK |  | 231007201018 | LIFECO-UK-UL/FM Approved Split Case (GMS 450-37SM-2G) Electric Motor Driven Skid Pump 450 GPM @ 16 Bar Coupled with UL Listed ODP Motor. Suction and Discharge Pressure Gauges, Air Release Valve and Casing Relief Valve are included. | 23110.5769 | 84931.3702
LIFECO-UK |  | 231007201019 | LIFECO-UK-UL/FM Approved Split Case (GMS 450-37SM-2G) Electric Motor Driven Skid Pump 450 GPM @ 17 Bar Coupled with UL Listed ODP Motor. Suction and Discharge Pressure Gauges, Air Release Valve and Casing Relief Valve are included. | 27692.1474 | 101768.6418
LIFECO-UK |  | 231007201020 | LIFECO-UK-UL/FM Approved Split Case (GMS 450-37SM-2G) Electric Motor Driven Skid Pump 450 GPM @ 18 Bar Coupled with UL Listed ODP Motor. Suction and Discharge Pressure Gauges, Air Release Valve and Casing Relief Valve are included. | 27692.1474 | 101768.6418
LIFECO-UK |  | 231007201021 | LIFECO-UK-UL/FM Approved Split Case (GMS 450-37SM-2G) Electric Motor Driven Skid Pump 450 GPM @ 19 Bar Coupled with UL Listed ODP Motor. Suction and Discharge Pressure Gauges, Air Release Valve and Casing Relief Valve are included. | 27692.1474 | 101768.6418
LIFECO-UK |  | 231007201022 | LIFECO-UK-UL/FM Approved Split Case (GMS 450-37SM-2G) Electric Motor Driven Skid Pump 450 GPM @ 20.2 Bar Coupled with UL Listed ODP Motor. Suction and Discharge Pressure Gauges, Air Release Valve and Casing Relief Valve are included. | 28908.4936 | 106238.7139
LIFECO-UK |  | 231007201023 | LIFECO-UK-UL/FM Approved Split Case (GMS 500-28SM) Electric Motor Driven Skid Pump 500 GPM @ 6.48 Bar Coupled with UL Listed ODP Motor. Suction and Discharge Pressure Gauges, Air Release Valve and Casing Relief Valve are included. | 15946.5167 | 58603.4487
LIFECO-UK |  | 231007201024 | LIFECO-UK-UL/FM Approved Split Case (GMS 500-28SM) Electric Motor Driven Skid Pump 500 GPM @ 7 Bar Coupled with UL Listed ODP Motor. Suction and Discharge Pressure Gauges, Air Release Valve and Casing Relief Valve are included. | 16169.9154 | 59424.439
LIFECO-UK |  | 231007201025 | LIFECO-UK-UL/FM Approved Split Case (GMS 500-28SM) Electric Motor Driven Skid Pump 500 GPM @ 8 Bar Coupled with UL Listed ODP Motor. Suction and Discharge Pressure Gauges, Air Release Valve and Casing Relief Valve are included. | 16687.44 | 61326.342
LIFECO-UK |  | 231007201026 | LIFECO-UK-UL/FM Approved Split Case (GMS 500-28SM) Electric Motor Driven Skid Pump 500 GPM @ 9 Bar Coupled with UL Listed ODP Motor. Suction and Discharge Pressure Gauges, Air Release Valve and Casing Relief Valve are included. | 16687.3808 | 61326.1243
LIFECO-UK |  | 231007201027 | LIFECO-UK-UL/FM Approved Split Case (GMS 500-28SM) Electric Motor Driven Skid Pump 500 GPM @ 10 Bar Coupled with UL Listed ODP Motor. Suction and Discharge Pressure Gauges, Air Release Valve and Casing Relief Valve are included. | 17242.2744 | 63365.3583
LIFECO-UK |  | 231007201028 | LIFECO-UK-UL/FM Approved Split Case (GMS 500-28SM) Electric Motor Driven Skid Pump 500 GPM @ 11 Bar Coupled with UL Listed ODP Motor. Suction and Discharge Pressure Gauges, Air Release Valve and Casing Relief Valve are included. | 17609.8013 | 64716.0197
LIFECO-UK |  | 231007201029 | LIFECO-UK-UL/FM Approved Split Case (GMS 500-31SM) Electric Motor Driven Skid Pump 500 GPM @ 12 Bar Coupled with UL Listed ODP Motor. Suction and Discharge Pressure Gauges, Air Release Valve and Casing Relief Valve are included. | 19694.5199 | 72377.3605
LIFECO-UK |  | 231007201030 | LIFECO-UK-UL/FM Approved Split Case (GMS 500-37SM-2G) Electric Motor Driven Skid Pump 500 GPM @ 14.89 Bar Coupled with UL Listed ODP Motor. Suction and Discharge Pressure Gauges, Air Release Valve and Casing Relief Valve are included. | 23110.5769 | 84931.3702
LIFECO-UK |  | 231007201031 | LIFECO-UK-UL/FM Approved Split Case (GMS 500-37SM-2G) Electric Motor Driven Skid Pump 500 GPM @ 15 Bar Coupled with UL Listed ODP Motor. Suction and Discharge Pressure Gauges, Air Release Valve and Casing Relief Valve are included. | 23110.5769 | 84931.3702
LIFECO-UK |  | 231007201032 | LIFECO-UK-UL/FM Approved Split Case (GMS 500-37SM-2G) Electric Motor Driven Skid Pump 500 GPM @ 16 Bar Coupled with UL Listed ODP Motor. Suction and Discharge Pressure Gauges, Air Release Valve and Casing Relief Valve are included. | 24032.8212 | 88320.6177
LIFECO-UK |  | 231007201033 | LIFECO-UK-UL/FM Approved Split Case (GMS 500-37SM-2G) Electric Motor Driven Skid Pump 500 GPM @ 17 Bar Coupled with UL Listed ODP Motor. Suction and Discharge Pressure Gauges, Air Release Valve and Casing Relief Valve are included. | 27692.1474 | 101768.6418
LIFECO-UK |  | 231007201034 | LIFECO-UK-UL/FM Approved Split Case (GMS 500-37SM-2G) Electric Motor Driven Skid Pump 500 GPM @ 18 Bar Coupled with UL Listed ODP Motor. Suction and Discharge Pressure Gauges, Air Release Valve and Casing Relief Valve are included. | 27692.1474 | 101768.6418
LIFECO-UK |  | 231007201035 | LIFECO-UK-UL/FM Approved Split Case (GMS 500-37SM-2G) Electric Motor Driven Skid Pump 500 GPM @ 19 Bar Coupled with UL Listed ODP Motor. Suction and Discharge Pressure Gauges, Air Release Valve and Casing Relief Valve are included. | 27692.1474 | 101768.6418
LIFECO-UK |  | 231007201036 | LIFECO-UK-UL/FM Approved Split Case (GMS 500-37SM-2G) Electric Motor Driven Skid Pump 500 GPM @ 20 Bar Coupled with UL Listed ODP Motor. Suction and Discharge Pressure Gauges, Air Release Valve and Casing Relief Valve are included. | 27692.1474 | 101768.6418
LIFECO-UK |  | 231007201037 | LIFECO-UK-UL/FM Approved Split Case (GMS 500-37SM-2G) Electric Motor Driven Skid Pump 500 GPM @ 20.41 Bar Coupled with UL Listed ODP Motor. Suction and Discharge Pressure Gauges, Air Release Valve and Casing Relief Valve are included. | 28908.4936 | 106238.7139
LIFECO-UK |  | 231007201038 | LIFECO-UK-UL/FM Approved Split Case (GMS 750-32SM) Electric Motor Driven Skid Pump 750 GPM @ 7.65 Bar Coupled with UL Listed ODP Motor. Suction and Discharge Pressure Gauges, Air Release Valve and Casing Relief Valve are included. | 17028.8462 | 62581.0096
LIFECO-UK |  | 231007201039 | LIFECO-UK-UL/FM Approved Split Case (GMS 750-32SM) Electric Motor Driven Skid Pump 750 GPM @ 8 Bar Coupled with UL Listed ODP Motor. Suction and Discharge Pressure Gauges, Air Release Valve and Casing Relief Valve are included. | 17451.2603 | 64133.3814
LIFECO-UK |  | 231007201040 | LIFECO-UK-UL/FM Approved Split Case (GMS 750-31SM) Electric Motor Driven Skid Pump 750 GPM @ 9.03 Bar Coupled with UL Listed ODP Motor. Suction and Discharge Pressure Gauges, Air Release Valve and Casing Relief Valve are included. | 17451.4725 | 64134.1614
LIFECO-UK |  | 231007201041 | LIFECO-UK-UL/FM Approved Split Case (GMS 750-31SM) Electric Motor Driven Skid Pump 750 GPM @ 10 Bar Coupled with UL Listed ODP Motor. Suction and Discharge Pressure Gauges, Air Release Valve and Casing Relief Valve are included. | 18595.5 | 68338.4625
LIFECO-UK |  | 231007201042 | LIFECO-UK-UL/FM Approved Split Case (GMS 750-31SM) Electric Motor Driven Skid Pump 750 GPM @ 11 Bar Coupled with UL Listed ODP Motor. Suction and Discharge Pressure Gauges, Air Release Valve and Casing Relief Valve are included. | 19417.1154 | 71357.899
LIFECO-UK |  | 231007201043 | LIFECO-UK-UL/FM Approved Split Case (GMS 750-31SM) Electric Motor Driven Skid Pump 750 GPM @ 12 Bar Coupled with UL Listed ODP Motor. Suction and Discharge Pressure Gauges, Air Release Valve and Casing Relief Valve are included. | 20382.7744 | 74906.6958
LIFECO-UK |  | 231007201044 | LIFECO-UK-UL/FM Approved Split Case (GMS 750-32SM) Electric Motor Driven Skid Pump 750 GPM @ 13 Bar Coupled with UL Listed ODP Motor. Suction and Discharge Pressure Gauges, Air Release Valve and Casing Relief Valve are included. | 24083.6538 | 88507.4279
LIFECO-UK |  | 231007201045 | LIFECO-UK-UL/FM Approved Split Case (GMS 750-32SM) Electric Motor Driven Skid Pump 750 GPM @ 14 Bar Coupled with UL Listed ODP Motor. Suction and Discharge Pressure Gauges, Air Release Valve and Casing Relief Valve are included. | 24326.9231 | 89401.4423
LIFECO-UK |  | 231007201046 | LIFECO-UK-UL/FM Approved Split Case (GMS 750-37SM-2G) Electric Motor Driven Skid Pump 750 GPM @ 15 Bar Coupled with UL Listed ODP Motor. Suction and Discharge Pressure Gauges, Air Release Valve and Casing Relief Valve are included. | 27692.1474 | 101768.6418
LIFECO-UK |  | 231007201047 | LIFECO-UK-UL/FM Approved Split Case (GMS 750-37SM-2G) Electric Motor Driven Skid Pump 750 GPM @ 16 Bar Coupled with UL Listed ODP Motor. Suction and Discharge Pressure Gauges, Air Release Valve and Casing Relief Valve are included. | 27692.1474 | 101768.6418
LIFECO-UK |  | 231007201048 | LIFECO-UK-UL/FM Approved Split Case (GMS 750-37SM-2G) Electric Motor Driven Skid Pump 750 GPM @ 17 Bar Coupled with UL Listed ODP Motor. Suction and Discharge Pressure Gauges, Air Release Valve and Casing Relief Valve are included. | 27692.1474 | 101768.6418
LIFECO-UK |  | 231007201049 | LIFECO-UK-UL/FM Approved Split Case (GMS 750-37SM-2G) Electric Motor Driven Skid Pump 750 GPM @ 18 Bar Coupled with UL Listed ODP Motor. Suction and Discharge Pressure Gauges, Air Release Valve and Casing Relief Valve are included. | 28908.4936 | 106238.7139
LIFECO-UK |  | 231007201050 | LIFECO-UK-UL/FM Approved Split Case (GMS 750-37SM-2G) Electric Motor Driven Skid Pump 750 GPM @ 19.03 Bar Coupled with UL Listed ODP Motor. Suction and Discharge Pressure Gauges, Air Release Valve and Casing Relief Valve are included. | 28908.4936 | 106238.7139
LIFECO-UK |  | 231007201051 | LIFECO-UK-UL/FM Approved Split Case (GMS 1000-30SM) Electric Motor Driven Skid Pump 1000 GPM @ 6.76 Bar Coupled with UL Listed ODP Motor. Suction and Discharge Pressure Gauges, Air Release Valve and Casing Relief Valve are included. | 19502.0833 | 71670.1562
LIFECO-UK |  | 231007201052 | LIFECO-UK-UL/FM Approved Split Case (GMS 1000-30SM) Electric Motor Driven Skid Pump 1000 GPM @ 7 Bar Coupled with UL Listed ODP Motor. Suction and Discharge Pressure Gauges, Air Release Valve and Casing Relief Valve are included. | 19502.0833 | 71670.1562
LIFECO-UK |  | 231007201053 | LIFECO-UK-UL/FM Approved Split Case (GMS 1000-30SM) Electric Motor Driven Skid Pump 1000 GPM @ 8 Bar Coupled with UL Listed ODP Motor. Suction and Discharge Pressure Gauges, Air Release Valve and Casing Relief Valve are included. | 19542.6282 | 71819.1587
LIFECO-UK |  | 231007201054 | LIFECO-UK-UL/FM Approved Split Case (GMS 1000-31SM) Electric Motor Driven Skid Pump 1000 GPM @ 9.24 Bar Coupled with UL Listed ODP Motor. Suction and Discharge Pressure Gauges, Air Release Valve and Casing Relief Valve are included. | 19808.25 | 72795.3187
LIFECO-UK |  | 231007201055 | LIFECO-UK-UL/FM Approved Split Case (GMS 1000-31SM) Electric Motor Driven Skid Pump 1000 GPM @ 10 Bar Coupled with UL Listed ODP Motor. Suction and Discharge Pressure Gauges, Air Release Valve and Casing Relief Valve are included. | 20077.75 | 73785.7312
LIFECO-UK |  | 231007201056 | LIFECO-UK-UL/FM Approved Split Case (GMS 1000-31SM) Electric Motor Driven Skid Pump 1000 GPM @ 11 Bar Coupled with UL Listed ODP Motor. Suction and Discharge Pressure Gauges, Air Release Valve and Casing Relief Valve are included. | 20482 | 75271.35
LIFECO-UK |  | 231007201057 | LIFECO-UK-UL/FM Approved Split Case (GMS 1000-31SM) Electric Motor Driven Skid Pump 1000 GPM @ 12 Bar Coupled with UL Listed ODP Motor. Suction and Discharge Pressure Gauges, Air Release Valve and Casing Relief Valve are included. | 22988.9423 | 84484.363
LIFECO-UK |  | 231007201058 | LIFECO-UK-UL/FM Approved Split Case (GMS 1000-36SM-2G) Electric Motor Driven Skid Pump 1000 GPM @ 13 Bar Coupled with UL Listed ODP Motor. Suction and Discharge Pressure Gauges, Air Release Valve and Casing Relief Valve are included. | 27248.5795 | 100138.5296
LIFECO-UK |  | 231007201059 | LIFECO-UK-UL/FM Approved Split Case (GMS 1000-40SM) Electric Motor Driven Skid Pump 1000 GPM @ 14 Bar Coupled with UL Listed ODP Motor. Suction and Discharge Pressure Gauges, Air Release Valve and Casing Relief Valve are included. | 29800.4808 | 109516.7668
LIFECO-UK |  | 231007201060 | LIFECO-UK-UL/FM Approved Split Case (GMS 1000-36SM-2G) Electric Motor Driven Skid Pump 1000 GPM @ 15 Bar Coupled with UL Listed ODP Motor. Suction and Discharge Pressure Gauges, Air Release Valve and Casing Relief Valve are included. | 29799.9625 | 109514.8622
LIFECO-UK |  | 231007201061 | LIFECO-UK-UL/FM Approved Split Case (GMS 1000-40SM) Electric Motor Driven Skid Pump 1000 GPM @ 16 Bar Coupled with UL Listed ODP Motor. Suction and Discharge Pressure Gauges, Air Release Valve and Casing Relief Valve are included. | 29800.4808 | 109516.7668
LIFECO-UK |  | 231007201062 | LIFECO-UK-UL/FM Approved Split Case (GMS 1000-36SM-2G) Electric Motor Driven Skid Pump 1000 GPM @ 17 Bar Coupled with UL Listed ODP Motor. Suction and Discharge Pressure Gauges, Air Release Valve and Casing Relief Valve are included. | 31102.7115 | 114302.4649
LIFECO-UK |  | 231007201063 | LIFECO-UK-UL/FM Approved Split Case (GMS 1000-40SM) Electric Motor Driven Skid Pump 1000 GPM @ 18 Bar Coupled with UL Listed ODP Motor. Suction and Discharge Pressure Gauges, Air Release Valve and Casing Relief Valve are included. | 32881.891 | 120840.9495
LIFECO-UK |  | 231007201064 | LIFECO-UK-UL/FM Approved Split Case (GMS 1000-40SM) Electric Motor Driven Skid Pump 1000 GPM @ 18.75 Bar Coupled with UL Listed ODP Motor. Suction and Discharge Pressure Gauges, Air Release Valve and Casing Relief Valve are included. | 32881.891 | 120840.9495
LIFECO-UK |  | 231008200135 | LIFECO-UK-UL/FM Approved Split Case (GMS 1000-36SM-2G) Electric Motor Driven Skid Pump 1000 GPM @ 19 Bar Coupled with UL Listed ODP Motor. Suction and Discharge Pressure Gauges, Air Release Valve and Casing Relief Valve are included. | 42620.7692 | 156631.3269
LIFECO-UK |  | 231008200136 | LIFECO-UK-UL/FM Approved Split Case (GMS 1000-36SM-2G) Electric Motor Driven Skid Pump 1000 GPM @ 20 Bar Coupled with UL Listed ODP Motor. Suction and Discharge Pressure Gauges, Air Release Valve and Casing Relief Valve are included. | 42620.7692 | 156631.3269
LIFECO-UK |  | 231007201065 | LIFECO-UK-UL/FM Approved Split Case (GMS 1250-30SM) Electric Motor Driven Skid Pump 1250 GPM @ 6.48 Bar Coupled with UL Listed ODP Motor. Suction and Discharge Pressure Gauges, Air Release Valve and Casing Relief Valve are included. | 19704.8077 | 72415.1683
LIFECO-UK |  | 231007201066 | LIFECO-UK-UL/FM Approved Split Case (GMS 1250-30SM) Electric Motor Driven Skid Pump 1250 GPM @ 7 Bar Coupled with UL Listed ODP Motor. Suction and Discharge Pressure Gauges, Air Release Valve and Casing Relief Valve are included. | 19704.8077 | 72415.1683
LIFECO-UK |  | 231007201067 | LIFECO-UK-UL/FM Approved Split Case (GMS 1250-30SM) Electric Motor Driven Skid Pump 1250 GPM @ 8 Bar Coupled with UL Listed ODP Motor. Suction and Discharge Pressure Gauges, Air Release Valve and Casing Relief Valve are included. | 21529.3269 | 79120.2764
LIFECO-UK |  | 231007201068 | LIFECO-UK-UL/FM Approved Split Case (GMS 1250-29SM) Electric Motor Driven Skid Pump 1250 GPM @ 9.45 Bar Coupled with UL Listed ODP Motor. Suction and Discharge Pressure Gauges, Air Release Valve and Casing Relief Valve are included. | 24772.9167 | 91040.4688
LIFECO-UK |  | 231008200115 | LIFECO-UK-UL/FM Approved Split Case (GMS 1250-29SM) Electric Motor Driven Skid Pump 1250 GPM @ 10 Bar Coupled with UL Listed ODP Motor. Suction and Discharge Pressure Gauges, Air Release Valve and Casing Relief Valve are included. | 24772.9167 | 91040.4688
LIFECO-UK |  | 231007201070 | LIFECO-UK-UL/FM Approved Split Case (GMS 1250-29SM) Electric Motor Driven Skid Pump 1250 GPM @ 11 Bar Coupled with UL Listed ODP Motor. Suction and Discharge Pressure Gauges, Air Release Valve and Casing Relief Valve are included. | 24772.9167 | 91040.4688
LIFECO-UK |  | 231007201071 | LIFECO-UK-UL/FM Approved Split Case (GMS 1250-29SM) Electric Motor Driven Skid Pump 1250 GPM @ 12.21 Bar Coupled with UL Listed ODP Motor. Suction and Discharge Pressure Gauges, Air Release Valve and Casing Relief Valve are included. | 25948.7179 | 95361.5385
LIFECO-UK |  | 231007201072 | LIFECO-UK-UL/FM Approved Split Case (GMS 1250-36SM-2G) Electric Motor Driven Skid Pump 1250 GPM @ 13 Bar Coupled with UL Listed ODP Motor. Suction and Discharge Pressure Gauges, Air Release Valve and Casing Relief Valve are included. | 27813.7821 | 102215.649
LIFECO-UK |  | 231007201073 | LIFECO-UK-UL/FM Approved Split Case (GMS 1250-36SM-2G) Electric Motor Driven Skid Pump 1250 GPM @ 14 Bar Coupled with UL Listed ODP Motor. Suction and Discharge Pressure Gauges, Air Release Valve and Casing Relief Valve are included. | 27935.4167 | 102662.6562
LIFECO-UK |  | 231007201074 | LIFECO-UK-UL/FM Approved Split Case (GMS 1250-36SM-2G) Electric Motor Driven Skid Pump 1250 GPM @ 15 Bar Coupled with UL Listed ODP Motor. Suction and Discharge Pressure Gauges, Air Release Valve and Casing Relief Valve are included. | 27935.4167 | 102662.6562
LIFECO-UK |  | 231007201075 | LIFECO-UK-UL/FM Approved Split Case (GMS 1250-36SM-2G) Electric Motor Driven Skid Pump 1250 GPM @ 16 Bar Coupled with UL Listed ODP Motor. Suction and Discharge Pressure Gauges, Air Release Valve and Casing Relief Valve are included. | 30574.775 | 112362.2981
LIFECO-UK |  | 231007201076 | LIFECO-UK-UL/FM Approved Split Case (GMS 1250-36SM-2G) Electric Motor Driven Skid Pump 1250 GPM @ 17 Bar Coupled with UL Listed ODP Motor. Suction and Discharge Pressure Gauges, Air Release Valve and Casing Relief Valve are included. | 30588.25 | 112411.8187
LIFECO-UK |  | 231008200137 | LIFECO-UK-UL/FM Approved Split Case (GMS 1250-36SM-2G) Electric Motor Driven Skid Pump 1250 GPM @ 18 Bar Coupled with UL Listed ODP Motor. Suction and Discharge Pressure Gauges, Air Release Valve and Casing Relief Valve are included. | 42620.7692 | 156631.3269
LIFECO-UK |  | 231008200138 | LIFECO-UK-UL/FM Approved Split Case (GMS 1250-36SM-2G) Electric Motor Driven Skid Pump 1250 GPM @ 19 Bar Coupled with UL Listed ODP Motor. Suction and Discharge Pressure Gauges, Air Release Valve and Casing Relief Valve are included. | 42620.7692 | 156631.3269
LIFECO-UK |  | 231008200139 | LIFECO-UK-UL/FM Approved Split Case (GMS 1250-36SM-2G) Electric Motor Driven Skid Pump 1250 GPM @ 19.37 Bar Coupled with UL Listed ODP Motor. Suction and Discharge Pressure Gauges, Air Release Valve and Casing Relief Valve are included. | 44283.109 | 162740.4255
LIFECO-UK |  | 231007201077 | LIFECO-UK-UL/FM Approved Split Case (GMS 1500-30SM) Electric Motor Driven Skid Pump 1500 GPM @ 6.07 Bar Coupled with UL Listed ODP Motor. Suction and Discharge Pressure Gauges, Air Release Valve and Casing Relief Valve are included. | 19704.8077 | 72415.1683
LIFECO-UK |  | 231007201078 | LIFECO-UK-UL/FM Approved Split Case (GMS 1500-30SM) Electric Motor Driven Skid Pump 1500 GPM @ 7 Bar Coupled with UL Listed ODP Motor. Suction and Discharge Pressure Gauges, Air Release Valve and Casing Relief Valve are included. | 22270.8538 | 81845.3879
LIFECO-UK |  | 231007201079 | LIFECO-UK-UL/FM Approved Split Case (GMS 1500-30SM) Electric Motor Driven Skid Pump 1500 GPM @ 8 Bar Coupled with UL Listed ODP Motor. Suction and Discharge Pressure Gauges, Air Release Valve and Casing Relief Valve are included. | 25340.5449 | 93126.5024
LIFECO-UK |  | 231007201080 | LIFECO-UK-UL/FM Approved Split Case (GMS 1500-30SM) Electric Motor Driven Skid Pump 1500 GPM @ 9 Bar Coupled with UL Listed ODP Motor. Suction and Discharge Pressure Gauges, Air Release Valve and Casing Relief Valve are included. | 25340.5449 | 93126.5024
LIFECO-UK |  | 231007201081 | LIFECO-UK-UL/FM Approved Split Case (GMS 1500-30SM) Electric Motor Driven Skid Pump 1500 GPM @ 10 Bar Coupled with UL Listed ODP Motor. Suction and Discharge Pressure Gauges, Air Release Valve and Casing Relief Valve are included. | 26516.3462 | 97447.5721
LIFECO-UK |  | 231007201082 | LIFECO-UK-UL/FM Approved Split Case (GMS 1500-36SM) Electric Motor Driven Skid Pump 1500 GPM @ 11 Bar Coupled with UL Listed ODP Motor. Suction and Discharge Pressure Gauges, Air Release Valve and Casing Relief Valve are included. | 27165.0641 | 99831.6106
LIFECO-UK |  | 231007201083 | LIFECO-UK-UL/FM Approved Split Case (GMS 1500-36SM) Electric Motor Driven Skid Pump 1500 GPM @ 12 Bar Coupled with UL Listed ODP Motor. Suction and Discharge Pressure Gauges, Air Release Valve and Casing Relief Valve are included. | 27165.0641 | 99831.6106
LIFECO-UK |  | 231007201084 | LIFECO-UK-UL/FM Approved Split Case (GMS 1500-36SM) Electric Motor Driven Skid Pump 1500 GPM @ 13 Bar Coupled with UL Listed ODP Motor. Suction and Discharge Pressure Gauges, Air Release Valve and Casing Relief Valve are included. | 30814.4551 | 113243.1226
LIFECO-UK |  | 231007201085 | LIFECO-UK-UL/FM Approved Split Case (GMS 1500-36SM) Electric Motor Driven Skid Pump 1500 GPM @ 14 Bar Coupled with UL Listed ODP Motor. Suction and Discharge Pressure Gauges, Air Release Valve and Casing Relief Valve are included. | 31275.6654 | 114938.0703
LIFECO-UK |  | 231008200140 | LIFECO-UK-UL/FM Approved Split Case (GMS 1500-36SM) Electric Motor Driven Skid Pump 1500 GPM @ 15 Bar Coupled with UL Listed ODP Motor. Suction and Discharge Pressure Gauges, Air Release Valve and Casing Relief Valve are included. | 42134.2308 | 154843.2981
LIFECO-UK |  | 231008200141 | LIFECO-UK-UL/FM Approved Split Case (GMS 1500-36SM) Electric Motor Driven Skid Pump 1500 GPM @ 16 Bar Coupled with UL Listed ODP Motor. Suction and Discharge Pressure Gauges, Air Release Valve and Casing Relief Valve are included. | 42134.2308 | 154843.2981
LIFECO-UK |  | 231008200142 | LIFECO-UK-UL/FM Approved Split Case (GMS 1500-36SM) Electric Motor Driven Skid Pump 1500 GPM @ 17 Bar Coupled with UL Listed ODP Motor. Suction and Discharge Pressure Gauges, Air Release Valve and Casing Relief Valve are included. | 42134.2308 | 154843.2981
LIFECO-UK |  | 231008200143 | LIFECO-UK-UL/FM Approved Split Case (GMS 1500-36SM) Electric Motor Driven Skid Pump 1500 GPM @ 18 Bar Coupled with UL Listed ODP Motor. Suction and Discharge Pressure Gauges, Air Release Valve and Casing Relief Valve are included. | 43796.5705 | 160952.3966
LIFECO-UK |  | 231008200144 | LIFECO-UK-UL/FM Approved Split Case (GMS 1500-36SM) Electric Motor Driven Skid Pump 1500 GPM @ 18.96 Bar Coupled with UL Listed ODP Motor. Suction and Discharge Pressure Gauges, Air Release Valve and Casing Relief Valve are included. | 43796.5705 | 160952.3966
LIFECO-UK |  | 231007201086 | LIFECO-UK-UL/FM Approved Split Case (GMS 1500-61SL5-2G) Electric Motor Driven Skid Pump 1500 GPM @ 6.83 Bar Coupled with UL Listed ODP Motor. Suction and Discharge Pressure Gauges, Air Release Valve and Casing Relief Valve are included. | 44923.7179 | 165094.6635
LIFECO-UK |  | 231007201087 | LIFECO-UK-UL/FM Approved Split Case (GMS 1500-61SL5-2G) Electric Motor Driven Skid Pump 1500 GPM @ 7 Bar Coupled with UL Listed ODP Motor. Suction and Discharge Pressure Gauges, Air Release Valve and Casing Relief Valve are included. | 44923.7179 | 165094.6635
LIFECO-UK |  | 231007201088 | LIFECO-UK-UL/FM Approved Split Case (GMS 1500-61SL5-2G) Electric Motor Driven Skid Pump 1500 GPM @ 8 Bar Coupled with UL Listed ODP Motor. Suction and Discharge Pressure Gauges, Air Release Valve and Casing Relief Valve are included. | 47153.6859 | 173289.7957
LIFECO-UK |  | 231007201089 | LIFECO-UK-UL/FM Approved Split Case (GMS 1500-61SL5-2G) Electric Motor Driven Skid Pump 1500 GPM @ 9 Bar Coupled with UL Listed ODP Motor. Suction and Discharge Pressure Gauges, Air Release Valve and Casing Relief Valve are included. | 58222.4359 | 213967.4519
LIFECO-UK |  | 231007201090 | LIFECO-UK-UL/FM Approved Split Case (GMS 1500-61SL5-2G) Electric Motor Driven Skid Pump 1500 GPM @ 10 Bar Coupled with UL Listed ODP Motor. Suction and Discharge Pressure Gauges, Air Release Valve and Casing Relief Valve are included. | 58222.4359 | 213967.4519
LIFECO-UK |  | 231007201091 | LIFECO-UK-UL/FM Approved Split Case (GMS 1500-61SL5-2G) Electric Motor Driven Skid Pump 1500 GPM @ 11 Bar Coupled with UL Listed ODP Motor. Suction and Discharge Pressure Gauges, Air Release Valve and Casing Relief Valve are included. | 61871.4744 | 227377.6683
LIFECO-UK |  | 231007201092 | LIFECO-UK-UL/FM Approved Split Case (GMS 1500-61SL5-2G) Electric Motor Driven Skid Pump 1500 GPM @ 11.31 Bar Coupled with UL Listed ODP Motor. Suction and Discharge Pressure Gauges, Air Release Valve and Casing Relief Valve are included. | 61871.4744 | 227377.6683
LIFECO-UK |  | 231007201093 | LIFECO-UK-UL/FM Approved Split Case (GMS 2000-29SM-2G) Electric Motor Driven Skid Pump 2000 GPM @ 6.55 Bar Coupled with UL Listed ODP Motor. Suction and Discharge Pressure Gauges, Air Release Valve and Casing Relief Valve are included. | 25827.0833 | 94914.5312
LIFECO-UK |  | 231007201094 | LIFECO-UK-UL/FM Approved Split Case (GMS 2000-29SM-2G) Electric Motor Driven Skid Pump 2000 GPM @ 7 Bar Coupled with UL Listed ODP Motor. Suction and Discharge Pressure Gauges, Air Release Valve and Casing Relief Valve are included. | 25827.0833 | 94914.5312
LIFECO-UK |  | 231007201095 | LIFECO-UK-UL/FM Approved Split Case (GMS 2000-29SM-2G) Electric Motor Driven Skid Pump 2000 GPM @ 8 Bar Coupled with UL Listed ODP Motor. Suction and Discharge Pressure Gauges, Air Release Valve and Casing Relief Valve are included. | 28668.1083 | 105355.2981
LIFECO-UK |  | 231007201096 | LIFECO-UK-UL/FM Approved Split Case (GMS 2000-29SM-2G) Electric Motor Driven Skid Pump 2000 GPM @ 9 Bar Coupled with UL Listed ODP Motor. Suction and Discharge Pressure Gauges, Air Release Valve and Casing Relief Valve are included. | 28970.7776 | 106467.6075
LIFECO-UK |  | 231007201097 | LIFECO-UK-UL/FM Approved Split Case (GMS 2000-29SM-2G) Electric Motor Driven Skid Pump 2000 GPM @ 10 Bar Coupled with UL Listed ODP Motor. Suction and Discharge Pressure Gauges, Air Release Valve and Casing Relief Valve are included. | 31362.1423 | 115255.873
LIFECO-UK |  | 231007201099 | LIFECO-UK-UL/FM Approved Split Case (GMS 2000-61SL5-2G) Electric Motor Driven Skid Pump 2000 GPM @ 6.48 Bar Coupled with UL Listed ODP Motor. Suction and Discharge Pressure Gauges, Air Release Valve and Casing Relief Valve are included. | 47153.6859 | 173289.7957
LIFECO-UK |  | 231007201100 | LIFECO-UK-UL/FM Approved Split Case (GMS 2000-61SL5-2G) Electric Motor Driven Skid Pump 2000 GPM @ 7 Bar Coupled with UL Listed ODP Motor. Suction and Discharge Pressure Gauges, Air Release Valve and Casing Relief Valve are included. | 47153.6859 | 173289.7957
LIFECO-UK |  | 231007201101 | LIFECO-UK-UL/FM Approved Split Case (GMS 2000-61SL5-2G) Electric Motor Driven Skid Pump 2000 GPM @ 8 Bar Coupled with UL Listed ODP Motor. Suction and Discharge Pressure Gauges, Air Release Valve and Casing Relief Valve are included. | 47153.6859 | 173289.7957
LIFECO-UK |  | 231007201102 | LIFECO-UK-UL/FM Approved Split Case (GMS 2000-61SL5-2G) Electric Motor Driven Skid Pump 2000 GPM @ 9 Bar Coupled with UL Listed ODP Motor. Suction and Discharge Pressure Gauges, Air Release Valve and Casing Relief Valve are included. | 58222.4359 | 213967.4519
LIFECO-UK |  | 231007201103 | LIFECO-UK-UL/FM Approved Split Case (GMS 2000-61SL5-2G) Electric Motor Driven Skid Pump 2000 GPM @ 10 Bar Coupled with UL Listed ODP Motor. Suction and Discharge Pressure Gauges, Air Release Valve and Casing Relief Valve are included. | 61871.4744 | 227377.6683
LIFECO-UK |  | 231007201104 | LIFECO-UK-UL/FM Approved Split Case (GMS 2000-61SL5-2G) Electric Motor Driven Skid Pump 2000 GPM @ 11 Bar Coupled with UL Listed ODP Motor. Suction and Discharge Pressure Gauges, Air Release Valve and Casing Relief Valve are included. | 61871.4744 | 227377.6683
LIFECO-UK |  | 231007201105 | LIFECO-UK-UL/FM Approved Split Case (GMS 2000-61SL5-2G) Electric Motor Driven Skid Pump 2000 GPM @ 11.45 Bar Coupled with UL Listed ODP Motor. Suction and Discharge Pressure Gauges, Air Release Valve and Casing Relief Valve are included. | 69939.9038 | 257029.1466
LIFECO-UK |  | 231007201106 | LIFECO-UK-UL/FM Approved Split Case (GMS 2500-29SM-2G) Electric Motor Driven Skid Pump 2500 GPM @ 6.13 Bar Coupled with UL Listed ODP Motor. Suction and Discharge Pressure Gauges, Air Release Valve and Casing Relief Valve are included. | 25827.0833 | 94914.5312
LIFECO-UK |  | 231007201107 | LIFECO-UK-UL/FM Approved Split Case (GMS 2500-29SM-2G) Electric Motor Driven Skid Pump 2500 GPM @ 7 Bar Coupled with UL Listed ODP Motor. Suction and Discharge Pressure Gauges, Air Release Valve and Casing Relief Valve are included. | 25827.0833 | 94914.5312
LIFECO-UK |  | 231007201108 | LIFECO-UK-UL/FM Approved Split Case (GMS 2500-29SM-2G) Electric Motor Driven Skid Pump 2500 GPM @ 8 Bar Coupled with UL Listed ODP Motor. Suction and Discharge Pressure Gauges, Air Release Valve and Casing Relief Valve are included. | 28668.1083 | 105355.2981
LIFECO-UK |  | 231007201109 | LIFECO-UK-UL/FM Approved Split Case (GMS 2500-29SM-2G) Electric Motor Driven Skid Pump 2500 GPM @ 9 Bar Coupled with UL Listed ODP Motor. Suction and Discharge Pressure Gauges, Air Release Valve and Casing Relief Valve are included. | 31362.1423 | 115255.873
LIFECO-UK |  | 231007201110 | LIFECO-UK-UL/FM Approved Split Case (GMS 2500-29SM-2G) Electric Motor Driven Skid Pump 2500 GPM @ 9.3 Bar Coupled with UL Listed ODP Motor. Suction and Discharge Pressure Gauges, Air Release Valve and Casing Relief Valve are included. | 31362.1423 | 115255.873
LIFECO-UK |  | 231007201111 | LIFECO-UK-UL/FM Approved Split Case (GMS 2500-61SL5-2G) Electric Motor Driven Skid Pump 2500 GPM @ 6.21 Bar Coupled with UL Listed ODP Motor. Suction and Discharge Pressure Gauges, Air Release Valve and Casing Relief Valve are included. | 47153.6859 | 173289.7957
LIFECO-UK |  | 231007201112 | LIFECO-UK-UL/FM Approved Split Case (GMS 2500-61SL5-2G) Electric Motor Driven Skid Pump 2500 GPM @ 7 Bar Coupled with UL Listed ODP Motor. Suction and Discharge Pressure Gauges, Air Release Valve and Casing Relief Valve are included. | 47153.6859 | 173289.7957
LIFECO-UK |  | 231007201113 | LIFECO-UK-UL/FM Approved Split Case (GMS 2500-61SL5-2G) Electric Motor Driven Skid Pump 2500 GPM @ 8 Bar Coupled with UL Listed ODP Motor. Suction and Discharge Pressure Gauges, Air Release Valve and Casing Relief Valve are included. | 58222.4359 | 213967.4519
LIFECO-UK |  | 231007201114 | LIFECO-UK-UL/FM Approved Split Case (GMS 2500-61SL5-2G) Electric Motor Driven Skid Pump 2500 GPM @ 9 Bar Coupled with UL Listed ODP Motor. Suction and Discharge Pressure Gauges, Air Release Valve and Casing Relief Valve are included. | 61871.4744 | 227377.6683
LIFECO-UK |  | 231007201115 | LIFECO-UK-UL/FM Approved Split Case (GMS 2500-61SL5-2G) Electric Motor Driven Skid Pump 2500 GPM @ 10 Bar Coupled with UL Listed ODP Motor. Suction and Discharge Pressure Gauges, Air Release Valve and Casing Relief Valve are included. | 69939.9038 | 257029.1466
LIFECO-UK |  | 231007201116 | LIFECO-UK-UL/FM Approved Split Case (GMS 2500-61SL5-2G) Electric Motor Driven Skid Pump 2500 GPM @ 11.17 Bar Coupled with UL Listed ODP Motor. Suction and Discharge Pressure Gauges, Air Release Valve and Casing Relief Valve are included. | 69939.9038 | 257029.1466
LIFECO-UK |  | 231007201117 | LIFECO-UK-UL/FM Approved Split Case (GMS 3000-61SL5-2G) Electric Motor Driven Skid Pump 3000 GPM @ 7.24 Bar Coupled with UL Listed ODP Motor. Suction and Discharge Pressure Gauges, Air Release Valve and Casing Relief Valve are included. | 58222.4359 | 213967.4519
LIFECO-UK |  | 231007201118 | LIFECO-UK-UL/FM Approved Split Case (GMS 3000-61SL5-2G) Electric Motor Driven Skid Pump 3000 GPM @ 8 Bar Coupled with UL Listed ODP Motor. Suction and Discharge Pressure Gauges, Air Release Valve and Casing Relief Valve are included. | 58222.4359 | 213967.4519
LIFECO-UK |  | 231007201119 | LIFECO-UK-UL/FM Approved Split Case (GMS 3000-61SL5-2G) Electric Motor Driven Skid Pump 3000 GPM @ 9 Bar Coupled with UL Listed ODP Motor. Suction and Discharge Pressure Gauges, Air Release Valve and Casing Relief Valve are included. | 61871.4744 | 227377.6683
LIFECO-UK |  | 231007201120 | LIFECO-UK-UL/FM Approved Split Case (GMS 3000-61SL5-2G) Electric Motor Driven Skid Pump 3000 GPM @ 10 Bar Coupled with UL Listed ODP Motor. Suction and Discharge Pressure Gauges, Air Release Valve and Casing Relief Valve are included. | 69939.9038 | 257029.1466
LIFECO-UK |  | 231007201121 | LIFECO-UK-UL/FM Approved Split Case (GMS 3000-61SL5-2G) Electric Motor Driven Skid Pump 3000 GPM @ 10.82 Bar Coupled with UL Listed ODP Motor. Suction and Discharge Pressure Gauges, Air Release Valve and Casing Relief Valve are included. | 80441.0256 | 295620.7692
LIFECO-UK |  | 231007201122 | LIFECO-UK-UL/FM Approved Split Case (GMS 3500-61SL5-2G) Electric Motor Driven Skid Pump 3500 GPM @ 8.14 Bar Coupled with UL Listed ODP Motor. Suction and Discharge Pressure Gauges, Air Release Valve and Casing Relief Valve are included. | 61871.4744 | 227377.6683
LIFECO-UK |  | 231007201123 | LIFECO-UK-UL/FM Approved Split Case (GMS 3500-61SL5-2G) Electric Motor Driven Skid Pump 3500 GPM @ 9 Bar Coupled with UL Listed ODP Motor. Suction and Discharge Pressure Gauges, Air Release Valve and Casing Relief Valve are included. | 69939.9038 | 257029.1466
LIFECO-UK |  | 231007201124 | LIFECO-UK-UL/FM Approved Split Case (GMS 3500-61SL5-2G) Electric Motor Driven Skid Pump 3500 GPM @ 10 Bar Coupled with UL Listed ODP Motor. Suction and Discharge Pressure Gauges, Air Release Valve and Casing Relief Valve are included. | 80441.0256 | 295620.7692
LIFECO-UK |  | 231007201125 | LIFECO-UK-UL/FM Approved Split Case (GMS 3500-61SL5-2G) Electric Motor Driven Skid Pump 3500 GPM @ 10.2 Bar Coupled with UL Listed ODP Motor. Suction and Discharge Pressure Gauges, Air Release Valve and Casing Relief Valve are included. | 82062.8205 | 301580.8654

## UL FM Diesel Split Case
UL/FM Diesel Split Case
Item of | LIFECO-UK Item Code | Supplier Item Code | Description | LIFECO-UK GP (USD) | LIFECO-UK GP (AED)
LIFECO-UK |  | 231007201126 | LIFECO-UK-UL/FM Approved Split Case (GMS 150-28SM) Engine Driven Skid Pump 150 GPM @ 6.96 Bar Coupled with UL/FM Listed Stallion Engine. Suction and Discharge Pressure Gauges and Air Release Valve are included. | 20207.5641 | 74262.7981
LIFECO-UK |  | 231007201127 | LIFECO-UK-UL/FM Approved Split Case (GMS 150-28SM) Engine Driven Skid Pump 150 GPM @ 8 Bar Coupled with UL/FM Listed Stallion Engine. Suction and Discharge Pressure Gauges and Air Release Valve are included. | 21232.1894 | 78028.2961
LIFECO-UK |  | 231007201128 | LIFECO-UK-UL/FM Approved Split Case (GMS 150-28SM) Engine Driven Skid Pump 150 GPM @ 9 Bar Coupled with UL/FM Listed Stallion Engine. Suction and Discharge Pressure Gauges and Air Release Valve are included. | 21307.8567 | 78306.3735
LIFECO-UK |  | 231007201129 | LIFECO-UK-UL/FM Approved Split Case (GMS 150-28SM) Engine Driven Skid Pump 150 GPM @ 10 Bar Coupled with UL/FM Listed Stallion Engine. Suction and Discharge Pressure Gauges and Air Release Valve are included. | 21383.524 | 78584.4508
LIFECO-UK |  | 231007201130 | LIFECO-UK-UL/FM Approved Split Case (GMS 150-28SM) Engine Driven Skid Pump 150 GPM @ 11 Bar Coupled with FM Listed Stallion Engine. Suction and Discharge Pressure Gauges and Air Release Valve are included. | 21686.1933 | 79696.7603
LIFECO-UK |  | 231007201131 | LIFECO-UK-UL/FM Approved Split Case (GMS 150-35SM) Engine Driven Skid Pump 150 GPM @ 12 Bar Coupled with UL/FM Listed Stallion Engine. Suction and Discharge Pressure Gauges and Air Release Valve are included. | 22896.8702 | 84145.998
LIFECO-UK |  | 231007201132 | LIFECO-UK-UL/FM Approved Split Case (GMS 150-35SM) Engine Driven Skid Pump 150 GPM @ 13 Bar Coupled with UL/FM Listed Stallion Engine. Suction and Discharge Pressure Gauges and Air Release Valve are included. | 30370.2032 | 111610.4968
LIFECO-UK |  | 231007201133 | LIFECO-UK-UL/FM Approved Split Case (GMS 150-35SM) Engine Driven Skid Pump 150 GPM @ 14 Bar Coupled with UL/FM Listed Stallion Engine. Suction and Discharge Pressure Gauges and Air Release Valve are included. | 30672.8724 | 112722.8062
LIFECO-UK |  | 231007201134 | LIFECO-UK-UL/FM Approved Split Case (GMS 150-40SM) Engine Driven Skid Pump 150 GPM @ 15 Bar Coupled with UL/FM Listed Stallion Engine. Suction and Discharge Pressure Gauges and Air Release Valve are included. | 40788.141 | 149896.4183
LIFECO-UK |  | 231007201135 | LIFECO-UK-UL/FM Approved Split Case (GMS 150-40SM) Engine Driven Skid Pump 150 GPM @ 16 Bar Coupled with UL/FM Listed Stallion Engine. Suction and Discharge Pressure Gauges and Air Release Valve are included. | 40788.141 | 149896.4183
LIFECO-UK |  | 231007201136 | LIFECO-UK-UL/FM Approved Split Case (GMS 150-40SM) Engine Driven Skid Pump 150 GPM @ 17 Bar Coupled with UL/FM Listed Stallion Engine. Suction and Discharge Pressure Gauges and Air Release Valve are included. | 40788.141 | 149896.4183
LIFECO-UK |  | 231007201137 | LIFECO-UK-UL/FM Approved Split Case (GMS 150-40SM) Engine Driven Skid Pump 150 GPM @ 18 Bar Coupled with UL/FM Listed Stallion Engine. Suction and Discharge Pressure Gauges and Air Release Valve are included. | 42166.6667 | 154962.5
LIFECO-UK |  | 231007201138 | LIFECO-UK-UL/FM Approved Split Case (GMS 150-40SM) Engine Driven Skid Pump 150 GPM @ 19 Bar Coupled with UL Listed tallion Engine. Suction and Discharge Pressure Gauges and Air Release Valve are included. | 42166.6667 | 154962.5
LIFECO-UK |  | 231007201139 | LIFECO-UK-UL/FM Approved Split Case (GMS 150-40SM) Engine Driven Skid Pump 150 GPM @ 19.93 Bar Coupled with UL/FM Listed Stallion Engine. Suction and Discharge Pressure Gauges and Air Release Valve are included. | 43222.6526 | 158843.2482
LIFECO-UK |  | 231007201140 | LIFECO-UK-UL/FM Approved Split Case (GMS 200-28SM) Engine Driven Skid Pump 200 GPM @ 6.96 Bar Coupled with UL/FM Listed Stallion Engine. Suction and Discharge Pressure Gauges and Air Release Valve are included. | 21232.1894 | 78028.2961
LIFECO-UK |  | 231007201141 | LIFECO-UK-UL/FM Approved Split Case (GMS 200-28SM) Engine Driven Skid Pump 200 GPM @ 8 Bar Coupled with UL/FM Listed Stallion Engine. Suction and Discharge Pressure Gauges and Air Release Valve are included. | 21307.8567 | 78306.3735
LIFECO-UK |  | 231007201142 | LIFECO-UK-UL/FM Approved Split Case (GMS 200-28SM) Engine Driven Skid Pump 200 GPM @ 9 Bar Coupled with UL/FM Listed Stallion Engine. Suction and Discharge Pressure Gauges and Air Release Valve are included. | 21383.524 | 78584.4508
LIFECO-UK |  | 231007201143 | LIFECO-UK-UL/FM Approved Split Case (GMS 200-28SM) Engine Driven Skid Pump 200 GPM @ 10 Bar Coupled with UL/FM Listed Stallion Engine. Suction and Discharge Pressure Gauges and Air Release Valve are included. | 21459.1913 | 78862.5282
LIFECO-UK |  | 126064200119 | LIFECO-UK-UL/FM Approved Split Case (GMS 200-28SM) Engine Driven Skid Pump 200 GPM @ 11 Bar Coupled with FM Listed Stallion Engine. Suction and Discharge Pressure Gauges and Air Release Valve are included. | 22594.201 | 83033.6885
LIFECO-UK |  | 231007201144 | LIFECO-UK-UL/FM Approved Split Case (GMS 200-35SM) Engine Driven Skid Pump 200 GPM @ 12 Bar Coupled with UL/FM Listed Stallion Engine. Suction and Discharge Pressure Gauges and Air Release Valve are included. | 22896.8702 | 84145.998
LIFECO-UK |  | 231007201145 | LIFECO-UK-UL/FM Approved Split Case (GMS 200-35SM) Engine Driven Skid Pump 200 GPM @ 13 Bar Coupled with UL/FM Listed Stallion Engine. Suction and Discharge Pressure Gauges and Air Release Valve are included. | 30370.2032 | 111610.4968
LIFECO-UK |  | 231007201146 | LIFECO-UK-UL/FM Approved Split Case (GMS 200-35SM) Engine Driven Skid Pump 200 GPM @ 14 Bar Coupled with UL/FM Listed Stallion Engine. Suction and Discharge Pressure Gauges and Air Release Valve are included. | 30672.8724 | 112722.8062
LIFECO-UK |  | 126064200120 | LIFECO-UK-UL/FM Approved Split Case (GMS 200-40SM) Engine Driven Skid Pump 200 GPM @ 15 Bar Coupled with FM Listed Stallion Engine. Suction and Discharge Pressure Gauges and Air Release Valve are included. | 36388.9731 | 133729.4761
LIFECO-UK |  | 231007201147 | LIFECO-UK-UL/FM Approved Split Case (GMS 200-40SM) Engine Driven Skid Pump 200 GPM @ 16 Bar Coupled with UL/FM Listed Stallion Engine. Suction and Discharge Pressure Gauges and Air Release Valve are included. | 40788.141 | 149896.4183
LIFECO-UK |  | 231007201148 | LIFECO-UK-UL/FM Approved Split Case (GMS 200-40SM) Engine Driven Skid Pump 200 GPM @ 17 Bar Coupled with UL/FM Listed Stallion Engine. Suction and Discharge Pressure Gauges and Air Release Valve are included. | 40788.141 | 149896.4183
LIFECO-UK |  | 231007201149 | LIFECO-UK-UL/FM Approved Split Case (GMS 200-40SM) Engine Driven Skid Pump 200 GPM @ 18 Bar Coupled with UL/FM Listed Stallion Engine. Suction and Discharge Pressure Gauges and Air Release Valve are included. | 42166.6667 | 154962.5
LIFECO-UK |  | 231007201150 | LIFECO-UK-UL/FM Approved Split Case (GMS 200-40SM) Engine Driven Skid Pump 200 GPM @ 19 Bar Coupled with UL/FM Listed Stallion Engine. Suction and Discharge Pressure Gauges and Air Release Valve are included. | 42166.6667 | 154962.5
LIFECO-UK |  | 231007201151 | LIFECO-UK-UL/FM Approved Split Case (GMS 200-40SM) Engine Driven Skid Pump 200 GPM @ 19.93 Bar Coupled with UL/FM Listed Stallion Engine. Suction and Discharge Pressure Gauges and Air Release Valve are included. | 43222.6526 | 158843.2482
LIFECO-UK |  | 231007201152 | LIFECO-UK-UL/FM Approved Split Case (GMS 250-28SM) Engine Driven Skid Pump 250 GPM @ 6.96 Bar Coupled with UL/FM Listed Stallion Engine. Suction and Discharge Pressure Gauges and Air Release Valve are included. | 21307.8567 | 78306.3735
LIFECO-UK |  | 231007201153 | LIFECO-UK-UL/FM Approved Split Case (GMS 250-28SM) Engine Driven Skid Pump 250 GPM @ 8 Bar Coupled with UL/FM Listed Stallion Engine. Suction and Discharge Pressure Gauges and Air Release Valve are included. | 21383.524 | 78584.4508
LIFECO-UK |  | 231007201154 | LIFECO-UK-UL/FM Approved Split Case (GMS 250-28SM) Engine Driven Skid Pump 250 GPM @ 9 Bar Coupled with UL/FM Listed Stallion Engine. Suction and Discharge Pressure Gauges and Air Release Valve are included. | 21459.1913 | 78862.5282
LIFECO-UK |  | 231007201155 | LIFECO-UK-UL/FM Approved Split Case (GMS 250-28SM) Engine Driven Skid Pump 250 GPM @ 10 Bar Coupled with UL/FM Listed Stallion Engine. Suction and Discharge Pressure Gauges and Air Release Valve are included. | 22594.201 | 83033.6885
LIFECO-UK |  | 231007201156 | LIFECO-UK-UL/FM Approved Split Case (GMS 250-28SM) Engine Driven Skid Pump 250 GPM @ 11 Bar Coupled with UL/FM Listed Stallion Engine. Suction and Discharge Pressure Gauges and Air Release Valve are included. | 23191.6667 | 85229.375
LIFECO-UK |  | 231007201157 | LIFECO-UK-UL/FM Approved Split Case (GMS 250-35SM) Engine Driven Skid Pump 250 GPM @ 12 Bar Coupled with UL/FM Listed Stallion Engine. Suction and Discharge Pressure Gauges and Air Release Valve are included. | 30370.2032 | 111610.4968
LIFECO-UK |  | 231007201158 | LIFECO-UK-UL/FM Approved Split Case (GMS 250-35SM) Engine Driven Skid Pump 250 GPM @ 13 Bar Coupled with UL/FM Listed Stallion Engine. Suction and Discharge Pressure Gauges and Air Release Valve are included. | 30725.8396 | 112917.4604
LIFECO-UK |  | 231007201159 | LIFECO-UK-UL/FM Approved Split Case (GMS 250-35SM) Engine Driven Skid Pump 250 GPM @ 14 Bar Coupled with UL/FM Listed Stallion Engine. Suction and Discharge Pressure Gauges and Air Release Valve are included. | 30880.2009 | 113484.7382
LIFECO-UK |  | 126064200121 | LIFECO-UK-UL/FM Approved Split Case (GMS 250-40SM) Engine Driven Skid Pump 250 GPM @ 15 Bar Coupled with FM Listed Stallion Engine. Suction and Discharge Pressure Gauges and Air Release Valve are included. | 40788.141 | 149896.4183
LIFECO-UK |  | 126064200122 | LIFECO-UK-UL/FM Approved Split Case (GMS 250-40SM) Engine Driven Skid Pump 250 GPM @ 16 Bar Coupled with FM Listed Stallion Engine. Suction and Discharge Pressure Gauges and Air Release Valve are included. | 40788.141 | 149896.4183
LIFECO-UK |  | 126064200123 | LIFECO-UK-UL/FM Approved Split Case (GMS 250-40SM) Engine Driven Skid Pump 250 GPM @ 17 Bar Coupled with FM Listed Stallion Engine. Suction and Discharge Pressure Gauges and Air Release Valve are included. | 40788.141 | 149896.4183
LIFECO-UK |  | 126064200124 | LIFECO-UK-UL/FM Approved Split Case (GMS 250-40SM) Engine Driven Skid Pump 250 GPM @ 18 Bar Coupled with FM Listed Stallion Engine. Suction and Discharge Pressure Gauges and Air Release Valve are included. | 42166.6667 | 154962.5
LIFECO-UK |  | 126064200125 | LIFECO-UK-UL/FM Approved Split Case (GMS 250-40SM) Engine Driven Skid Pump 250 GPM @ 19 Bar Coupled with FM Listed Stallion Engine. Suction and Discharge Pressure Gauges and Air Release Valve are included. | 43222.6526 | 158843.2482
LIFECO-UK |  | 126064200126 | LIFECO-UK-UL/FM Approved Split Case (GMS 250-40SM) Engine Driven Skid Pump 250 GPM @ 19.86 Bar Coupled with FM Listed Stallion Engine. Suction and Discharge Pressure Gauges and Air Release Valve are included. | 46788.7821 | 171948.774
LIFECO-UK |  | 231007201160 | LIFECO-UK-UL/FM Approved Split Case (GMS 300-28SM) Engine Driven Skid Pump 300 GPM @ 6.9 Bar Coupled with UL/FM Listed Stallion Engine. Suction and Discharge Pressure Gauges and Air Release Valve are included. | 21455.5881 | 78849.2864
LIFECO-UK |  | 231007201161 | LIFECO-UK-UL/FM Approved Split Case (GMS 300-28SM) Engine Driven Skid Pump 300 GPM @ 8 Bar Coupled with UL/FM Listed Stallion Engine. Suction and Discharge Pressure Gauges and Air Release Valve are included. | 21686.1933 | 79696.7603
LIFECO-UK |  | 231007201162 | LIFECO-UK-UL/FM Approved Split Case (GMS 300-28SM) Engine Driven Skid Pump 300 GPM @ 9 Bar Coupled with UL/FM Listed Stallion Engine. Suction and Discharge Pressure Gauges and Air Release Valve are included. | 22594.201 | 83033.6885
LIFECO-UK |  | 231007201163 | LIFECO-UK-UL/FM Approved Split Case (GMS 300-28SM) Engine Driven Skid Pump 300 GPM @ 10 Bar Coupled with UL/FM Listed Stallion Engine. Suction and Discharge Pressure Gauges and Air Release Valve are included. | 22896.8702 | 84145.998
LIFECO-UK |  | 231007201164 | LIFECO-UK-UL/FM Approved Split Case (GMS 300-28SM) Engine Driven Skid Pump 300 GPM @ 11 Bar Coupled with UL/FM Listed Stallion Engine. Suction and Discharge Pressure Gauges and Air Release Valve are included. | 30381.0128 | 111650.2221
LIFECO-UK |  | 231007201165 | LIFECO-UK-UL/FM Approved Split Case (GMS 300-35SM) Engine Driven Skid Pump 300 GPM @ 12 Bar Coupled with UL/FM Listed Stallion Engine. Suction and Discharge Pressure Gauges and Air Release Valve are included. | 30683.6821 | 112762.5315
LIFECO-UK |  | 231007201166 | LIFECO-UK-UL/FM Approved Split Case (GMS 300-35SM) Engine Driven Skid Pump 300 GPM @ 13 Bar Coupled with UL/FM Listed Stallion Engine. Suction and Discharge Pressure Gauges and Air Release Valve are included. | 30986.3513 | 113874.841
LIFECO-UK |  | 231007201167 | LIFECO-UK-UL/FM Approved Split Case (GMS 300-35SM) Engine Driven Skid Pump 300 GPM @ 14 Bar Coupled with UL/FM Listed Stallion Engine. Suction and Discharge Pressure Gauges and Air Release Valve are included. | 31289.0205 | 114987.1504
LIFECO-UK |  | 231007201168 | LIFECO-UK-UL/FM Approved Split Case (GMS 300-40SM) Engine Driven Skid Pump 300 GPM @ 15 Bar Coupled with UL/FM Listed Stallion Engine. Suction and Discharge Pressure Gauges and Air Release Valve are included. | 40788.141 | 149896.4183
LIFECO-UK |  | 231007201169 | LIFECO-UK-UL/FM Approved Split Case (GMS 300-40SM) Engine Driven Skid Pump 300 GPM @ 16 Bar Coupled with UL/FM Listed Stallion Engine. Suction and Discharge Pressure Gauges and Air Release Valve are included. | 40788.141 | 149896.4183
LIFECO-UK |  | 231007201170 | LIFECO-UK-UL/FM Approved Split Case (GMS 300-40SM) Engine Driven Skid Pump 300 GPM @ 17 Bar Coupled with UL/FM Listed Stallion Engine. Suction and Discharge Pressure Gauges and Air Release Valve are included. | 40788.141 | 149896.4183
LIFECO-UK |  | 231007201171 | LIFECO-UK-UL/FM Approved Split Case (GMS 300-40SM) Engine Driven Skid Pump 300 GPM @ 18 Bar Coupled with UL/FM Listed Stallion Engine. Suction and Discharge Pressure Gauges and Air Release Valve are included. | 42166.6667 | 154962.5
LIFECO-UK |  | 231007201172 | LIFECO-UK-UL/FM Approved Split Case (GMS 300-40SM) Engine Driven Skid Pump 300 GPM @ 19 Bar Coupled with UL/FM Listed Stallion Engine. Suction and Discharge Pressure Gauges and Air Release Valve are included. | 43371.6603 | 159390.8514
LIFECO-UK |  | 231007201173 | LIFECO-UK-UL/FM Approved Split Case (GMS 300-40SM) Engine Driven Skid Pump 300 GPM @ 19.72 Bar Coupled with UL/FM Listed Stallion Engine. Suction and Discharge Pressure Gauges and Air Release Valve are included. | 46788.7821 | 171948.774
LIFECO-UK |  | 231007201174 | LIFECO-UK-UL/FM Approved Split Case (GMS 400-28SM) Engine Driven Skid Pump 400 GPM @ 6.76 Bar Coupled with UL/FM Listed Stallion Engine. Suction and Discharge Pressure Gauges and Air Release Valve are included. | 22140.1971 | 81365.2244
LIFECO-UK |  | 231007201175 | LIFECO-UK-UL/FM Approved Split Case (GMS 400-28SM) Engine Driven Skid Pump 400 GPM @ 7 Bar Coupled with UL/FM Listed Stallion Engine. Suction and Discharge Pressure Gauges and Air Release Valve are included. | 22370.8022 | 82212.6982
LIFECO-UK |  | 231007201176 | LIFECO-UK-UL/FM Approved Split Case (GMS 400-28SM) Engine Driven Skid Pump 400 GPM @ 8 Bar Coupled with UL/FM Listed Stallion Engine. Suction and Discharge Pressure Gauges and Air Release Valve are included. | 23199.5394 | 85258.3074
LIFECO-UK |  | 231007201177 | LIFECO-UK-UL/FM Approved Split Case (GMS 400-28SM) Engine Driven Skid Pump 400 GPM @ 9 Bar Coupled with UL/FM Listed Stallion Engine. Suction and Discharge Pressure Gauges and Air Release Valve are included. | 23502.2087 | 86370.6168
LIFECO-UK |  | 231007201178 | LIFECO-UK-UL/FM Approved Split Case (GMS 400-28SM) Engine Driven Skid Pump 400 GPM @ 10 Bar Coupled with UL/FM Listed Stallion Engine. Suction and Discharge Pressure Gauges and Air Release Valve are included. | 30381.0128 | 111650.2221
LIFECO-UK |  | 231007201179 | LIFECO-UK-UL/FM Approved Split Case (GMS 400-28SM) Engine Driven Skid Pump 400 GPM @ 11 Bar Coupled with UL/FM Listed Stallion Engine. Suction and Discharge Pressure Gauges and Air Release Valve are included. | 30683.6821 | 112762.5315
LIFECO-UK |  | 231007201180 | LIFECO-UK-UL/FM Approved Split Case (GMS 400-35SM) Engine Driven Skid Pump 400 GPM @ 12 Bar Coupled with UL/FM Listed Stallion Engine. Suction and Discharge Pressure Gauges and Air Release Valve are included. | 30986.3513 | 113874.841
LIFECO-UK |  | 231007201181 | LIFECO-UK-UL/FM Approved Split Case (GMS 400-35SM) Engine Driven Skid Pump 400 GPM @ 13 Bar Coupled with UL/FM Listed Stallion Engine. Suction and Discharge Pressure Gauges and Air Release Valve are included. | 31289.0205 | 114987.1504
LIFECO-UK |  | 231007201182 | LIFECO-UK-UL/FM Approved Split Case (GMS 400-35SM) Engine Driven Skid Pump 400 GPM @ 14 Bar Coupled with UL/FM Listed Stallion Engine. Suction and Discharge Pressure Gauges and Air Release Valve are included. | 31591.6897 | 116099.4598
LIFECO-UK |  | 231007201183 | LIFECO-UK-UL/FM Approved Split Case (GMS 400-40SM) Engine Driven Skid Pump 400 GPM @ 15 Bar Coupled with UL/FM Listed Stallion Engine. Suction and Discharge Pressure Gauges and Air Release Valve are included. | 40788.141 | 149896.4183
LIFECO-UK |  | 231007201184 | LIFECO-UK-UL/FM Approved Split Case (GMS 400-40SM) Engine Driven Skid Pump 400 GPM @ 16 Bar Coupled with UL/FM Listed Stallion Engine. Suction and Discharge Pressure Gauges and Air Release Valve are included. | 40788.141 | 149896.4183
LIFECO-UK |  | 231007201185 | LIFECO-UK-UL/FM Approved Split Case (GMS 400-40SM) Engine Driven Skid Pump 400 GPM @ 17 Bar Coupled with UL/FM Listed Stallion Engine. Suction and Discharge Pressure Gauges and Air Release Valve are included. | 40788.141 | 149896.4183
LIFECO-UK |  | 231007201186 | LIFECO-UK-UL/FM Approved Split Case (GMS 400-40SM) Engine Driven Skid Pump 400 GPM @ 18 Bar Coupled with UL/FM Listed Stallion Engine. Suction and Discharge Pressure Gauges and Air Release Valve are included. | 42166.6667 | 154962.5
LIFECO-UK |  | 231007201187 | LIFECO-UK-UL/FM Approved Split Case (GMS 400-40SM) Engine Driven Skid Pump 400 GPM @ 19 Bar Coupled with UL/FM Listed Stallion Engine. Suction and Discharge Pressure Gauges and Air Release Valve are included. | 46788.7821 | 171948.774
LIFECO-UK |  | 231007201188 | LIFECO-UK-UL/FM Approved Split Case (GMS 400-40SM) Engine Driven Skid Pump 400 GPM @ 19.65 Bar Coupled with UL/FM Listed Stallion Engine. Suction and Discharge Pressure Gauges and Air Release Valve are included. | 46788.7821 | 171948.774
LIFECO-UK |  | 231007201189 | LIFECO-UK-UL/FM Approved Split Case (GMS 450-28SM) Engine Driven Skid Pump 450 GPM @ 6.62 Bar Coupled with UL/FM Listed Stallion Engine. Suction and Discharge Pressure Gauges and Air Release Valve are included. | 22140.1971 | 81365.2244
LIFECO-UK |  | 231007201190 | LIFECO-UK-UL/FM Approved Split Case (GMS 450-28SM) Engine Driven Skid Pump 450 GPM @ 7 Bar Coupled with UL/FM Listed Stallion Engine. Suction and Discharge Pressure Gauges and Air Release Valve are included. | 22370.8022 | 82212.6982
LIFECO-UK |  | 231007201191 | LIFECO-UK-UL/FM Approved Split Case (GMS 450-28SM) Engine Driven Skid Pump 450 GPM @ 8 Bar Coupled with UL/FM Listed Stallion Engine. Suction and Discharge Pressure Gauges and Air Release Valve are included. | 23199.5394 | 85258.3074
LIFECO-UK |  | 231007201192 | LIFECO-UK-UL/FM Approved Split Case (GMS 450-28SM) Engine Driven Skid Pump 450 GPM @ 9 Bar Coupled with UL/FM Listed Stallion Engine. Suction and Discharge Pressure Gauges and Air Release Valve are included. | 23311.75 | 85670.6812
LIFECO-UK |  | 231007201193 | LIFECO-UK-UL/FM Approved Split Case (GMS 450-28SM) Engine Driven Skid Pump 450 GPM @ 10 Bar Coupled with UL/FM Listed Stallion Engine. Suction and Discharge Pressure Gauges and Air Release Valve are included. | 30683.6821 | 112762.5315
LIFECO-UK |  | 126064200127 | LIFECO-UK-UL/FM Approved Split Case (GMS 450-28SM) Engine Driven Skid Pump 450 GPM @ 11 Bar Coupled with FM Listed Stallion Engine. Suction and Discharge Pressure Gauges and Air Release Valve are included. | 30986.3513 | 113874.841
LIFECO-UK |  | 126064200128 | LIFECO-UK-UL/FM Approved Split Case (GMS 450-37SM-2G) Engine Driven Skid Pump 450 GPM @ 15.17 Bar Coupled with FM Listed Stallion Engine. Suction and Discharge Pressure Gauges and Air Release Valve are included. | 37826.6519 | 139012.9458
LIFECO-UK |  | 231007201194 | LIFECO-UK-UL/FM Approved Split Case (GMS 450-37SM-2G) Engine Driven Skid Pump 450 GPM @ 16 Bar Coupled with UL/FM Listed Stallion Engine. Suction and Discharge Pressure Gauges and Air Release Valve are included. | 39896.1538 | 146618.3654
LIFECO-UK |  | 231007201195 | LIFECO-UK-UL/FM Approved Split Case (GMS 450-37SM-2G) Engine Driven Skid Pump 450 GPM @ 17 Bar Coupled with UL/FM Listed Stallion Engine. Suction and Discharge Pressure Gauges and Air Release Valve are included. | 42366.6904 | 155697.5872
LIFECO-UK |  | 231007201196 | LIFECO-UK-UL/FM Approved Split Case (GMS 450-37SM-2G) Engine Driven Skid Pump 450 GPM @ 18 Bar Coupled with UL/FM Listed Stallion Engine. Suction and Discharge Pressure Gauges and Air Release Valve are included. | 42366.6904 | 155697.5872
LIFECO-UK |  | 231007201197 | LIFECO-UK-UL/FM Approved Split Case (GMS 450-37SM-2G) Engine Driven Skid Pump 450 GPM @ 19 Bar Coupled with UL/FM Listed Stallion Engine. Suction and Discharge Pressure Gauges and Air Release Valve are included. | 43676.6564 | 160511.7123
LIFECO-UK |  | 231007201198 | LIFECO-UK-UL/FM Approved Split Case (GMS 450-37SM-2G) Engine Driven Skid Pump 450 GPM @ 20.2 Bar Coupled with UL/FM Listed Stallion Engine. Suction and Discharge Pressure Gauges and Air Release Valve are included. | 45866.0936 | 168557.8939
LIFECO-UK |  | 231007201199 | LIFECO-UK-UL/FM Approved Split Case (GMS 500-28SM) Engine Driven Skid Pump 500 GPM @ 6.48 Bar Coupled with UL/FM Listed Stallion Engine. Suction and Discharge Pressure Gauges and Air Release Valve are included. | 22594.201 | 83033.6885
LIFECO-UK |  | 231007201200 | LIFECO-UK-UL/FM Approved Split Case (GMS 500-28SM) Engine Driven Skid Pump 500 GPM @ 7 Bar Coupled with UL/FM Listed Stallion Engine. Suction and Discharge Pressure Gauges and Air Release Valve are included. | 23199.5394 | 85258.3074
LIFECO-UK |  | 231007201201 | LIFECO-UK-UL/FM Approved Split Case (GMS 500-28SM) Engine Driven Skid Pump 500 GPM @ 8 Bar Coupled with UL/FM Listed Stallion Engine. Suction and Discharge Pressure Gauges and Air Release Valve are included. | 25620.8933 | 94156.7828
LIFECO-UK |  | 231007201202 | LIFECO-UK-UL/FM Approved Split Case (GMS 500-28SM) Engine Driven Skid Pump 500 GPM @ 9 Bar Coupled with UL/FM Listed Stallion Engine. Suction and Discharge Pressure Gauges and Air Release Valve are included. | 27959.659 | 102751.7467
LIFECO-UK |  | 231007201203 | LIFECO-UK-UL/FM Approved Split Case (GMS 500-28SM) Engine Driven Skid Pump 500 GPM @ 10 Bar Coupled with UL/FM Listed Stallion Engine. Suction and Discharge Pressure Gauges and Air Release Valve are included. | 28802.809 | 105850.323
LIFECO-UK |  | 126064200129 | LIFECO-UK-UL/FM Approved Split Case (GMS 500-28SM) Engine Driven Skid Pump 500 GPM @ 11 Bar Coupled with FM Listed Stallion Engine. Suction and Discharge Pressure Gauges and Air Release Valve are included. | 28802.809 | 105850.323
LIFECO-UK |  | 231007201204 | LIFECO-UK-UL/FM Approved Split Case (GMS 500-31SM) Engine Driven Skid Pump 500 GPM @ 12 Bar Coupled with UL/FM Listed Stallion Engine. Suction and Discharge Pressure Gauges and Air Release Valve are included. | 29660.3718 | 109001.8663
LIFECO-UK |  | 126064200130 | LIFECO-UK-UL/FM Approved Split Case (GMS 500-37SM-2G) Engine Driven Skid Pump 500 GPM @ 14.89 Bar Coupled with FM Listed Stallion Engine. Suction and Discharge Pressure Gauges and Air Release Valve are included. | 37902.3192 | 139291.0232
LIFECO-UK |  | 126064200131 | LIFECO-UK-UL/FM Approved Split Case (GMS 500-37SM-2G) Engine Driven Skid Pump 500 GPM @ 15 Bar Coupled with FM Listed Stallion Engine. Suction and Discharge Pressure Gauges and Air Release Valve are included. | 37902.3192 | 139291.0232
LIFECO-UK |  | 231007201205 | LIFECO-UK-UL/FM Approved Split Case (GMS 500-37SM-2G) Engine Driven Skid Pump 500 GPM @ 16 Bar Coupled with UL/FM Listed Stallion Engine. Suction and Discharge Pressure Gauges and Air Release Valve are included. | 42366.6904 | 155697.5872
LIFECO-UK |  | 231007201206 | LIFECO-UK-UL/FM Approved Split Case (GMS 500-37SM-2G) Engine Driven Skid Pump 500 GPM @ 17 Bar Coupled with UL/FM Listed Stallion Engine. Suction and Discharge Pressure Gauges and Air Release Valve are included. | 42788.2654 | 157246.8753
LIFECO-UK |  | 231007201207 | LIFECO-UK-UL/FM Approved Split Case (GMS 500-37SM-2G) Engine Driven Skid Pump 500 GPM @ 18 Bar Coupled with UL/FM Listed Stallion Engine. Suction and Discharge Pressure Gauges and Air Release Valve are included. | 43314.3333 | 159180.175
LIFECO-UK |  | 231007201208 | LIFECO-UK-UL/FM Approved Split Case (GMS 500-37SM-2G) Engine Driven Skid Pump 500 GPM @ 19 Bar Coupled with UL/FM Listed Stallion Engine. Suction and Discharge Pressure Gauges and Air Release Valve are included. | 44181.1051 | 162365.5613
LIFECO-UK |  | 231007201209 | LIFECO-UK-UL/FM Approved Split Case (GMS 500-37SM-2G) Engine Driven Skid Pump 500 GPM @ 20 Bar Coupled with UL/FM Listed Stallion Engine. Suction and Discharge Pressure Gauges and Air Release Valve are included. | 44181.1051 | 162365.5613
LIFECO-UK |  | 231007201210 | LIFECO-UK-UL/FM Approved Split Case (GMS 500-37SM-2G) Engine Driven Skid Pump 500 GPM @ 20.41 Bar Coupled with UL/FM Listed Stallion Engine. Suction and Discharge Pressure Gauges and Air Release Valve are included. | 45866.0936 | 168557.8939
LIFECO-UK |  | 231007201211 | LIFECO-UK-UL/FM Approved Split Case (GMS 750-32SM) Engine Driven Skid Pump 750 GPM @ 7.65 Bar Coupled with UL/FM Listed Stallion Engine. Suction and Discharge Pressure Gauges and Air Release Valve are included. | 28031.7231 | 103016.5823
LIFECO-UK |  | 231007201212 | LIFECO-UK-UL/FM Approved Split Case (GMS 750-32SM) Engine Driven Skid Pump 750 GPM @ 8 Bar Coupled with UL/FM Listed Stallion Engine. Suction and Discharge Pressure Gauges and Air Release Valve are included. | 28564.9974 | 104976.3656
LIFECO-UK |  | 231007201213 | LIFECO-UK-UL/FM Approved Split Case (GMS 750-31SM) Engine Driven Skid Pump 750 GPM @ 9.03 Bar Coupled with UL/FM Listed Stallion Engine. Suction and Discharge Pressure Gauges and Air Release Valve are included. | 28860.4603 | 106062.1914
LIFECO-UK |  | 231007201214 | LIFECO-UK-UL/FM Approved Split Case (GMS 750-31SM) Engine Driven Skid Pump 750 GPM @ 10 Bar Coupled with UL/FM Listed Stallion Engine. Suction and Discharge Pressure Gauges and Air Release Valve are included. | 29235.1936 | 107439.3364
LIFECO-UK |  | 126064200132 | LIFECO-UK-UL/FM Approved Split Case (GMS 750-31SM) Engine Driven Skid Pump 750 GPM @ 11 Bar Coupled with FM Listed Stallion Engine. Suction and Discharge Pressure Gauges and Air Release Valve are included. | 34845.36 | 128056.698
LIFECO-UK |  | 126064200133 | LIFECO-UK-UL/FM Approved Split Case (GMS 750-31SM) Engine Driven Skid Pump 750 GPM @ 12 Bar Coupled with FM Listed Stallion Engine. Suction and Discharge Pressure Gauges and Air Release Valve are included. | 36244.8449 | 133199.8049
LIFECO-UK |  | 231007201215 | LIFECO-UK-UL/FM Approved Split Case (GMS 750-32SM) Engine Driven Skid Pump 750 GPM @ 13 Bar Coupled with UL/FM Listed Stallion Engine. Suction and Discharge Pressure Gauges and Air Release Valve are included. | 36368.75 | 133655.1562
LIFECO-UK |  | 231007201216 | LIFECO-UK-UL/FM Approved Split Case (GMS 750-32SM) Engine Driven Skid Pump 750 GPM @ 14 Bar Coupled with UL/FM Listed Stallion Engine. Suction and Discharge Pressure Gauges and Air Release Valve are included. | 40172.3385 | 147633.3438
LIFECO-UK |  | 231007201217 | LIFECO-UK-UL/FM Approved Split Case (GMS 750-37SM-2G) Engine Driven Skid Pump 750 GPM @ 15 Bar Coupled with UL/FM Listed Stallion Engine. Suction and Discharge Pressure Gauges and Air Release Valve are included. | 42788.2654 | 157246.8753
LIFECO-UK |  | 231007201218 | LIFECO-UK-UL/FM Approved Split Case (GMS 750-37SM-2G) Engine Driven Skid Pump 750 GPM @ 16 Bar Coupled with UL/FM Listed Stallion Engine. Suction and Discharge Pressure Gauges and Air Release Valve are included. | 44281.9949 | 162736.3312
LIFECO-UK |  | 231007201219 | LIFECO-UK-UL/FM Approved Split Case (GMS 750-37SM-2G) Engine Driven Skid Pump 750 GPM @ 17 Bar Coupled with UL/FM Listed Stallion Engine. Suction and Discharge Pressure Gauges and Air Release Valve are included. | 44627.9026 | 164007.5419
LIFECO-UK |  | 231007201220 | LIFECO-UK-UL/FM Approved Split Case (GMS 750-37SM-2G) Engine Driven Skid Pump 750 GPM @ 18 Bar Coupled with UL/FM Listed Stallion Engine. Suction and Discharge Pressure Gauges and Air Release Valve are included. | 45866.0936 | 168557.8939
LIFECO-UK |  | 231007201221 | LIFECO-UK-UL/FM Approved Split Case (GMS 750-37SM-2G) Engine Driven Skid Pump 750 GPM @ 19.03 Bar Coupled with UL/FM Listed Stallion Engine. Suction and Discharge Pressure Gauges and Air Release Valve are included. | 45866.0936 | 168557.8939
LIFECO-UK |  | 231007201222 | LIFECO-UK-UL/FM Approved Split Case (GMS 1000-30SM) Engine Driven Skid Pump 1000 GPM @ 6.76 Bar Coupled with UL/FM Listed Stallion Engine. Suction and Discharge Pressure Gauges and Air Release Valve are included. | 31894.359 | 117211.7692
LIFECO-UK |  | 231007201223 | LIFECO-UK-UL/FM Approved Split Case (GMS 1000-30SM) Engine Driven Skid Pump 1000 GPM @ 7 Bar Coupled with UL/FM Listed Stallion Engine. Suction and Discharge Pressure Gauges and Air Release Valve are included. | 32723.0962 | 120257.3784
LIFECO-UK |  | 126064200134 | LIFECO-UK-UL/FM Approved Split Case (GMS 1000-30SM) Engine Driven Skid Pump 1000 GPM @ 8 Bar Coupled with FM Listed Stallion Engine. Suction and Discharge Pressure Gauges and Air Release Valve are included. | 32994.7538 | 121255.7204
LIFECO-UK |  | 231007201224 | LIFECO-UK-UL/FM Approved Split Case (GMS 1000-31SM) Engine Driven Skid Pump 1000 GPM @ 9.24 Bar Coupled with UL/FM Listed Stallion Engine. Suction and Discharge Pressure Gauges and Air Release Valve are included. | 33393.2923 | 122720.3492
LIFECO-UK |  | 126064200135 | LIFECO-UK-UL/FM Approved Split Case (GMS 1000-31SM) Engine Driven Skid Pump 1000 GPM @ 10 Bar Coupled with FM Listed Stallion Engine. Suction and Discharge Pressure Gauges and Air Release Valve are included. | 34845.36 | 128056.698
LIFECO-UK |  | 126064200136 | LIFECO-UK-UL/FM Approved Split Case (GMS 1000-31SM) Engine Driven Skid Pump 1000 GPM @ 11 Bar Coupled with FM Listed Stallion Engine. Suction and Discharge Pressure Gauges and Air Release Valve are included. | 36388.9731 | 133729.4761
LIFECO-UK |  | 231007201225 | LIFECO-UK-UL/FM Approved Split Case (GMS 1000-31SM) Engine Driven Skid Pump 1000 GPM @ 12 Bar Coupled with UL/FM Listed Stallion Engine. Suction and Discharge Pressure Gauges and Air Release Valve are included. | 39004.9 | 143343.0075
LIFECO-UK |  | 231007201226 | LIFECO-UK-UL/FM Approved Split Case (GMS 1000-36SM-2G) Engine Driven Skid Pump 1000 GPM @ 13 Bar Coupled with UL/FM Listed Stallion Engine. Suction and Discharge Pressure Gauges and Air Release Valve are included. | 40505.8359 | 148858.9469
LIFECO-UK |  | 231007201227 | LIFECO-UK-UL/FM Approved Split Case (GMS 1000-40SM) Engine Driven Skid Pump 1000 GPM @ 14 Bar Coupled with UL/FM Listed Stallion Engine. Suction and Discharge Pressure Gauges and Air Release Valve are included. | 42166.6667 | 154962.5
LIFECO-UK |  | 231007201228 | LIFECO-UK-UL/FM Approved Split Case (GMS 1000-36SM-2G) Engine Driven Skid Pump 1000 GPM @ 15 Bar Coupled with UL/FM Listed Stallion Engine. Suction and Discharge Pressure Gauges and Air Release Valve are included. | 44437.1795 | 163306.6346
LIFECO-UK |  | 126064200137 | LIFECO-UK-UL/FM Approved Split Case (GMS 1000-40SM) Engine Driven Skid Pump 1000 GPM @ 16 Bar Coupled with UL/FM Listed Stallion Engine. Suction and Discharge Pressure Gauges and Air Release Valve are included. | 46788.7821 | 171948.774
LIFECO-UK |  | 231007201229 | LIFECO-UK-UL/FM Approved Split Case (GMS 1000-36SM-2G) Engine Driven Skid Pump 1000 GPM @ 17 Bar Coupled with FM Listed Stallion Engine. Suction and Discharge Pressure Gauges and Air Release Valve are included. | 45448.1218 | 167021.8476
LIFECO-UK |  | 126064200138 | LIFECO-UK-UL/FM Approved Split Case (GMS 1000-40SM) Engine Driven Skid Pump 1000 GPM @ 18 Bar Coupled with FM Listed Stallion Engine. Suction and Discharge Pressure Gauges and Air Release Valve are included. | 48779.5 | 179264.6625
LIFECO-UK |  | 126064200139 | LIFECO-UK-UL/FM Approved Split Case (GMS 1000-40SM) Engine Driven Skid Pump 1000 GPM @ 18.75 Bar Coupled with UL/FM Listed Engine. Suction and Discharge Pressure Gauges and Air Release Valve are included. | 71845.5128 | 264032.2596
LIFECO-UK |  | 231007201230 | LIFECO-UK-UL/FM Approved Split Case (GMS 1250-30SM) Engine Driven Skid Pump 1250 GPM @ 6.48 Bar Coupled with UL/FM Listed Stallion Engine. Suction and Discharge Pressure Gauges and Air Release Valve are included. | 31894.359 | 117211.7692
LIFECO-UK |  | 231007201231 | LIFECO-UK-UL/FM Approved Split Case (GMS 1250-30SM) Engine Driven Skid Pump 1250 GPM @ 7 Bar Coupled with UL/FM Listed Stallion Engine. Suction and Discharge Pressure Gauges and Air Release Valve are included. | 32946.4949 | 121078.3687
LIFECO-UK |  | 231004200082 | LIFECO-UK-UL/FM Approved Split Case (GMS 1250-30SM) Engine Driven Skid Pump 1250 GPM @ 8 Bar Coupled with UL/FM Listed Stallion Engine. Suction and Discharge Pressure Gauges and Air Release Valve are included. | 42449.5641 | 156002.1481
LIFECO-UK |  | 231007201233 | LIFECO-UK-UL/FM Approved Split Case (GMS 1250-29SM) Engine Driven Skid Pump 1250 GPM @ 9.45 Bar Coupled with UL/FM Listed Stallion Engine. Suction and Discharge Pressure Gauges and Air Release Valve are included. | 42910.7744 | 157697.0958
LIFECO-UK |  | 231004200084 | LIFECO-UK-UL/FM Approved Split Case (GMS 1250-29SM) Engine Driven Skid Pump 1250 GPM @ 10 Bar Coupled with UL/FM Listed Stallion Engine. Suction and Discharge Pressure Gauges and Air Release Valve are included. | 43436.8423 | 159630.3955
LIFECO-UK |  | 231007201235 | LIFECO-UK-UL/FM Approved Split Case (GMS 1250-29SM) Engine Driven Skid Pump 1250 GPM @ 11 Bar Coupled with UL/FM Listed Stallion Engine. Suction and Discharge Pressure Gauges and Air Release Valve are included. | 44022.5641 | 161782.9231
LIFECO-UK |  | 231007201236 | LIFECO-UK-UL/FM Approved Split Case (GMS 1250-29SM) Engine Driven Skid Pump 1250 GPM @ 12.21 Bar Coupled with UL/FM Listed Stallion Engine. Suction and Discharge Pressure Gauges and Air Release Valve are included. | 45750.791 | 168134.157
LIFECO-UK |  | 231007201237 | LIFECO-UK-UL/FM Approved Split Case (GMS 1250-36SM-2G) Engine Driven Skid Pump 1250 GPM @ 13 Bar Coupled with UL/FM Listed Stallion Engine. Suction and Discharge Pressure Gauges and Air Release Valve are included. | 46817.3397 | 172053.7236
LIFECO-UK |  | 231007201238 | LIFECO-UK-UL/FM Approved Split Case (GMS 1250-36SM-2G) Engine Driven Skid Pump 1250 GPM @ 14 Bar Coupled with UL/FM Listed Stallion Engine. Suction and Discharge Pressure Gauges and Air Release Valve are included. | 46817.3397 | 172053.7236
LIFECO-UK |  | 231007201239 | LIFECO-UK-UL/FM Approved Split Case (GMS 1250-36SM-2G) Engine Driven Skid Pump 1250 GPM @ 15 Bar Coupled with UL/FM Listed Stallion Engine. Suction and Discharge Pressure Gauges and Air Release Valve are included. | 46817.3397 | 172053.7236
LIFECO-UK |  | 126064200140 | LIFECO-UK-UL/FM Approved Split Case (GMS 1250-36SM-2G) Engine Driven Skid Pump 1250 GPM @ 16 Bar Coupled with FM Listed Stallion Engine. Suction and Discharge Pressure Gauges and Air Release Valve are included. | 46817.3397 | 172053.7236
LIFECO-UK |  | 126064200141 | LIFECO-UK-UL/FM Approved Split Case (GMS 1250-36SM-2G) Engine Driven Skid Pump 1250 GPM @ 17 Bar Coupled with UL/FM Listed Engine. Suction and Discharge Pressure Gauges and Air Release Valve are included. | 69899.359 | 256880.1442
LIFECO-UK |  | 231007201240 | LIFECO-UK-UL/FM Approved Split Case (GMS 1500-30SM) Engine Driven Skid Pump 1500 GPM @ 6.07 Bar Coupled with UL/FM Listed Stallion Engine. Suction and Discharge Pressure Gauges and Air Release Valve are included. | 33328.4346 | 122481.9972
LIFECO-UK |  | 231007201241 | LIFECO-UK-UL/FM Approved Split Case (GMS 1500-30SM) Engine Driven Skid Pump 1500 GPM @ 7 Bar Coupled with UL/FM Listed Stallion Engine. Suction and Discharge Pressure Gauges and Air Release Valve are included. | 42449.5641 | 156002.1481
LIFECO-UK |  | 231007201242 | LIFECO-UK-UL/FM Approved Split Case (GMS 1500-30SM) Engine Driven Skid Pump 1500 GPM @ 8 Bar Coupled with UL/FM Listed Stallion Engine. Suction and Discharge Pressure Gauges and Air Release Valve are included. | 43054.9026 | 158226.7669
LIFECO-UK |  | 231007201243 | LIFECO-UK-UL/FM Approved Split Case (GMS 1500-30SM) Engine Driven Skid Pump 1500 GPM @ 9 Bar Coupled with UL/FM Listed Stallion Engine. Suction and Discharge Pressure Gauges and Air Release Valve are included. | 44424.1205 | 163258.6429
LIFECO-UK |  | 231007201244 | LIFECO-UK-UL/FM Approved Split Case (GMS 1500-30SM) Engine Driven Skid Pump 1500 GPM @ 10 Bar Coupled with UL/FM Listed Stallion Engine. Suction and Discharge Pressure Gauges and Air Release Valve are included. | 44842.7833 | 164797.2287
LIFECO-UK |  | 231007201245 | LIFECO-UK-UL/FM Approved Split Case (GMS 1500-36SM) Engine Driven Skid Pump 1500 GPM @ 11 Bar Coupled with UL/FM Listed Stallion Engine. Suction and Discharge Pressure Gauges and Air Release Valve are included. | 45376.0577 | 166757.012
LIFECO-UK |  | 231007201246 | LIFECO-UK-UL/FM Approved Split Case (GMS 1500-36SM) Engine Driven Skid Pump 1500 GPM @ 12 Bar Coupled with UL/FM Listed Stallion Engine. Suction and Discharge Pressure Gauges and Air Release Valve are included. | 45909.3321 | 168716.7953
LIFECO-UK |  | 126064200142 | LIFECO-UK-UL/FM Approved Split Case (GMS 1500-36SM) Engine Driven Skid Pump 1500 GPM @ 13 Bar Coupled with FM Listed Stallion Engine. Suction and Discharge Pressure Gauges and Air Release Valve are included. | 46435.4 | 170650.095
LIFECO-UK |  | 126064200143 | LIFECO-UK-UL/FM Approved Split Case (GMS 1500-36SM) Engine Driven Skid Pump 1500 GPM @ 14 Bar Coupled with UL/FM Listed Engine. Suction and Discharge Pressure Gauges and Air Release Valve are included. | 69412.8205 | 255092.1154
LIFECO-UK |  | 126064200144 | LIFECO-UK-UL/FM Approved Split Case (GMS 1500-61SL5-2G) Engine Driven Skid Pump 1500 GPM @ 6.83 Bar Coupled with UL/FM Listed Stallion Engine. Suction and Discharge Pressure Gauges and Air Release Valve are included. | 68683.0128 | 252410.0721
LIFECO-UK |  | 126064200145 | LIFECO-UK-UL/FM Approved Split Case (GMS 1500-61SL5-2G) Engine Driven Skid Pump 1500 GPM @ 7 Bar Coupled with UL/FM Listed Stallion Engine. Suction and Discharge Pressure Gauges and Air Release Valve are included. | 68683.0128 | 252410.0721
LIFECO-UK |  | 126064200146 | LIFECO-UK-UL/FM Approved Split Case (GMS 1500-61SL5-2G) Engine Driven Skid Pump 1500 GPM @ 8 Bar Coupled with UL/FM Listed Stallion Engine. Suction and Discharge Pressure Gauges and Air Release Valve are included. | 68683.0128 | 252410.0721
LIFECO-UK |  | 126064200147 | LIFECO-UK-UL/FM Approved Split Case (GMS 1500-61SL5-2G) Engine Driven Skid Pump 1500 GPM @ 9 Bar Coupled with UL/FM Listed Stallion Engine. Suction and Discharge Pressure Gauges and Air Release Valve are included. | 68683.0128 | 252410.0721
LIFECO-UK |  | 126064200148 | LIFECO-UK-UL/FM Approved Split Case (GMS 1500-61SL5-2G) Engine Driven Skid Pump 1500 GPM @ 10 Bar Coupled with UL/FM Listed Stallion Engine. Suction and Discharge Pressure Gauges and Air Release Valve are included. | 68683.0128 | 252410.0721
LIFECO-UK |  | 126064200149 | LIFECO-UK-UL/FM Approved Split Case (GMS 1500-61SL5-2G) Engine Driven Skid Pump 1500 GPM @ 11 Bar Coupled with UL/FM Listed Stallion Engine. Suction and Discharge Pressure Gauges and Air Release Valve are included. | 68683.0128 | 252410.0721
LIFECO-UK |  | 126064200150 | LIFECO-UK-UL/FM Approved Split Case (GMS 1500-61SL5-2G) Engine Driven Skid Pump 1500 GPM @ 11.31 Bar Coupled with UL/FM Listed Stallion Engine. Suction and Discharge Pressure Gauges and Air Release Valve are included. | 73142.9487 | 268800.3365
LIFECO-UK |  | 231007201247 | LIFECO-UK-UL/FM Approved Split Case (GMS 2000-29SM-2G) Engine Driven Skid Pump 2000 GPM @ 6.55 Bar Coupled with UL/FM Listed Stallion Engine. Suction and Discharge Pressure Gauges and Air Release Valve are included. | 42896.3615 | 157644.1287
LIFECO-UK |  | 231007201248 | LIFECO-UK-UL/FM Approved Split Case (GMS 2000-29SM-2G) Engine Driven Skid Pump 2000 GPM @ 7 Bar Coupled with UL/FM Listed Stallion Engine. Suction and Discharge Pressure Gauges and Air Release Valve are included. | 43827.991 | 161067.867
LIFECO-UK |  | 231007201249 | LIFECO-UK-UL/FM Approved Split Case (GMS 2000-29SM-2G) Engine Driven Skid Pump 2000 GPM @ 8 Bar Coupled with UL/FM Listed Stallion Engine. Suction and Discharge Pressure Gauges and Air Release Valve are included. | 46925.4359 | 172450.9769
LIFECO-UK |  | 231007201250 | LIFECO-UK-UL/FM Approved Split Case (GMS 2000-29SM-2G) Engine Driven Skid Pump 2000 GPM @ 9 Bar Coupled with UL/FM Listed Stallion Engine. Suction and Discharge Pressure Gauges and Air Release Valve are included. | 46925.4359 | 172450.9769
LIFECO-UK |  | 126064200151 | LIFECO-UK-UL/FM Approved Split Case (GMS 2000-29SM-2G) Engine Driven Skid Pump 2000 GPM @ 10 Bar Coupled with FM Listed Stallion Engine. Suction and Discharge Pressure Gauges and Air Release Valve are included. | 47530.7744 | 174675.5958
LIFECO-UK |  | 126064200153 | LIFECO-UK-UL/FM Approved Split Case (GMS 2000-61SL5-2G) Engine Driven Skid Pump 2000 GPM @ 6.48 Bar Coupled with UL/FM Listed Stallion Engine. Suction and Discharge Pressure Gauges and Air Release Valve are included. | 68683.0128 | 252410.0721
LIFECO-UK |  | 126064200154 | LIFECO-UK-UL/FM Approved Split Case (GMS 2000-61SL5-2G) Engine Driven Skid Pump 2000 GPM @ 7 Bar Coupled with UL/FM Listed Stallion Engine. Suction and Discharge Pressure Gauges and Air Release Valve are included. | 68683.0128 | 252410.0721
LIFECO-UK |  | 126064200155 | LIFECO-UK-UL/FM Approved Split Case (GMS 2000-61SL5-2G) Engine Driven Skid Pump 2000 GPM @ 8 Bar Coupled with UL/FM Listed Stallion Engine. Suction and Discharge Pressure Gauges and Air Release Valve are included. | 68683.0128 | 252410.0721
LIFECO-UK |  | 126064200156 | LIFECO-UK-UL/FM Approved Split Case (GMS 2000-61SL5-2G) Engine Driven Skid Pump 2000 GPM @ 9 Bar Coupled with UL/FM Listed Stallion Engine. Suction and Discharge Pressure Gauges and Air Release Valve are included. | 68683.0128 | 252410.0721
LIFECO-UK |  | 126064200157 | LIFECO-UK-UL/FM Approved Split Case (GMS 2000-61SL5-2G) Engine Driven Skid Pump 2000 GPM @ 10 Bar Coupled with UL/FM Listed Stallion Engine. Suction and Discharge Pressure Gauges and Air Release Valve are included. | 75076.9038 | 275907.6216
LIFECO-UK |  | 126064200158 | LIFECO-UK-UL/FM Approved Split Case (GMS 2000-61SL5-2G) Engine Driven Skid Pump 2000 GPM @ 11 Bar Coupled with UL/FM Listed Stallion Engine. Suction and Discharge Pressure Gauges and Air Release Valve are included. | 75076.9038 | 275907.6216
LIFECO-UK |  | 126064200159 | LIFECO-UK-UL/FM Approved Split Case (GMS 2000-61SL5-2G) Engine Driven Skid Pump 2000 GPM @ 11.45 Bar Coupled with UL/FM Listed Stallion Engine. Suction and Discharge Pressure Gauges and Air Release Valve are included. | 75076.9038 | 275907.6216
LIFECO-UK |  | 231004200120 | LIFECO-UK-UL/FM Approved Split Case (GMS 2000-61SL6-2G) Engine Driven Skid Pump 2000 GPM @ 11.93 Bar Coupled with UL/FM Listed Stallion Engine. Suction and Discharge Pressure Gauges and Air Release Valve are included. | 75076.9038 | 275907.6216
LIFECO-UK |  | 231007201251 | LIFECO-UK-UL/FM Approved Split Case (GMS 2500-29SM-2G) Engine Driven Skid Pump 2500 GPM @ 6.13 Bar Coupled with UL/FM Listed Stallion Engine. Suction and Discharge Pressure Gauges and Air Release Valve are included. | 42896.3615 | 157644.1287
LIFECO-UK |  | 231007201252 | LIFECO-UK-UL/FM Approved Split Case (GMS 2500-29SM-2G) Engine Driven Skid Pump 2500 GPM @ 7 Bar Coupled with UL/FM Listed Stallion Engine. Suction and Discharge Pressure Gauges and Air Release Valve are included. | 43827.991 | 161067.867
LIFECO-UK |  | 231007201253 | LIFECO-UK-UL/FM Approved Split Case (GMS 2500-29SM-2G) Engine Driven Skid Pump 2500 GPM @ 8 Bar Coupled with UL/FM Listed Stallion Engine. Suction and Discharge Pressure Gauges and Air Release Valve are included. | 46925.4359 | 172450.9769
LIFECO-UK |  | 126064200160 | LIFECO-UK-UL/FM Approved Split Case (GMS 2500-29SM-2G) Engine Driven Skid Pump 2500 GPM @ 9 Bar Coupled with FM Listed Stallion Engine. Suction and Discharge Pressure Gauges and Air Release Valve are included. | 46925.4359 | 172450.9769
LIFECO-UK |  | 126064200161 | LIFECO-UK-UL/FM Approved Split Case (GMS 2500-29SM-2G) Engine Driven Skid Pump 2500 GPM @ 9.3 Bar Coupled with UL/FM Listed Engine. Suction and Discharge Pressure Gauges and Air Release Valve are included. | 68439.7436 | 251516.0577
LIFECO-UK |  | 126064200162 | LIFECO-UK-UL/FM Approved Split Case (GMS 2500-61SL5-2G) Engine Driven Skid Pump 2500 GPM @ 6.21 Bar Coupled with UL/FM Listed Stallion Engine. Suction and Discharge Pressure Gauges and Air Release Valve are included. | 68683.0128 | 252410.0721
LIFECO-UK |  | 126064200163 | LIFECO-UK-UL/FM Approved Split Case (GMS 2500-61SL5-2G) Engine Driven Skid Pump 2500 GPM @ 7 Bar Coupled with UL/FM Listed Stallion Engine. Suction and Discharge Pressure Gauges and Air Release Valve are included. | 68683.0128 | 252410.0721
LIFECO-UK |  | 126064200164 | LIFECO-UK-UL/FM Approved Split Case (GMS 2500-61SL5-2G) Engine Driven Skid Pump 2500 GPM @ 8 Bar Coupled with UL/FM Listed Stallion Engine. Suction and Discharge Pressure Gauges and Air Release Valve are included. | 68683.0128 | 252410.0721
LIFECO-UK |  | 126064200165 | LIFECO-UK-UL/FM Approved Split Case (GMS 2500-61SL5-2G) Engine Driven Skid Pump 2500 GPM @ 9 Bar Coupled with UL/FM Listed Stallion Engine. Suction and Discharge Pressure Gauges and Air Release Valve are included. | 75076.9038 | 275907.6216
LIFECO-UK |  | 126064200166 | LIFECO-UK-UL/FM Approved Split Case (GMS 2500-61SL5-2G) Engine Driven Skid Pump 2500 GPM @ 10 Bar Coupled with UL/FM Listed Stallion Engine. Suction and Discharge Pressure Gauges and Air Release Valve are included. | 75076.9038 | 275907.6216
LIFECO-UK |  | 126064200167 | LIFECO-UK-UL/FM Approved Split Case (GMS 2500-61SL5-2G) Engine Driven Skid Pump 2500 GPM @ 11.17 Bar Coupled with UL/FM Listed Stallion Engine. Suction and Discharge Pressure Gauges and Air Release Valve are included. | 75076.9038 | 275907.6216
LIFECO-UK |  | 231004200121 | LIFECO-UK-UL/FM Approved Split Case (GMS 2500-61SL6-2G) Engine Driven Skid Pump 2500 GPM @ 11.72 Bar Coupled with UL/FM Listed Stallion Engine. Suction and Discharge Pressure Gauges and Air Release Valve are included. | 79062.5 | 290554.6875
LIFECO-UK |  | 126064200168 | LIFECO-UK-UL/FM Approved Split Case (GMS 3000-61SL5-2G) Engine Driven Skid Pump 3000 GPM @ 7.24 Bar Coupled with UL/FM Listed Stallion Engine. Suction and Discharge Pressure Gauges and Air Release Valve are included. | 68683.0128 | 252410.0721
LIFECO-UK |  | 126064200169 | LIFECO-UK-UL/FM Approved Split Case (GMS 3000-61SL5-2G) Engine Driven Skid Pump 3000 GPM @ 8 Bar Coupled with UL/FM Listed Stallion Engine. Suction and Discharge Pressure Gauges and Air Release Valve are included. | 68683.0128 | 252410.0721
LIFECO-UK |  | 126064200170 | LIFECO-UK-UL/FM Approved Split Case (GMS 3000-61SL5-2G) Engine Driven Skid Pump 3000 GPM @ 9 Bar Coupled with UL/FM Listed Stallion Engine. Suction and Discharge Pressure Gauges and Air Release Valve are included. | 75228.2385 | 276463.7763
LIFECO-UK |  | 126064200171 | LIFECO-UK-UL/FM Approved Split Case (GMS 3000-61SL5-2G) Engine Driven Skid Pump 3000 GPM @ 10 Bar Coupled with UL/FM Listed Stallion Engine. Suction and Discharge Pressure Gauges and Air Release Valve are included. | 75228.2385 | 276463.7763
LIFECO-UK |  | 126064200172 | LIFECO-UK-UL/FM Approved Split Case (GMS 3000-61SL5-2G) Engine Driven Skid Pump 3000 GPM @ 10.82 Bar Coupled with UL/FM Listed Stallion Engine. Suction and Discharge Pressure Gauges and Air Release Valve are included. | 79062.5 | 290554.6875
LIFECO-UK |  | 231004200122 | LIFECO-UK-UL/FM Approved Split Case (GMS 3000-61SL6-2G) Engine Driven Skid Pump 3000 GPM @ 11.31 Bar Coupled with UL/FM Listed Stallion Engine. Suction and Discharge Pressure Gauges and Air Release Valve are included. | 79062.5 | 290554.6875
LIFECO-UK |  | 126064200173 | LIFECO-UK-UL/FM Approved Split Case (GMS 3500-61SL5-2G) Engine Driven Skid Pump 3500 GPM @ 8.14 Bar Coupled with UL/FM Listed Stallion Engine. Suction and Discharge Pressure Gauges and Air Release Valve are included. | 73142.9487 | 268800.3365
LIFECO-UK |  | 126064200174 | LIFECO-UK-UL/FM Approved Split Case (GMS 3500-61SL5-2G) Engine Driven Skid Pump 3500 GPM @ 9 Bar Coupled with UL/FM Listed Stallion Engine. Suction and Discharge Pressure Gauges and Air Release Valve are included. | 73142.9487 | 268800.3365
LIFECO-UK |  | 126064200175 | LIFECO-UK-UL/FM Approved Split Case (GMS 3500-61SL5-2G) Engine Driven Skid Pump 3500 GPM @ 10 Bar Coupled with UL/FM Listed Stallion Engine. Suction and Discharge Pressure Gauges and Air Release Valve are included. | 79062.5 | 290554.6875
LIFECO-UK |  | 126064200176 | LIFECO-UK-UL/FM Approved Split Case (GMS 3500-61SL5-2G) Engine Driven Skid Pump 3500 GPM @ 10.2 Bar Coupled with UL/FM Listed Stallion Engine. Suction and Discharge Pressure Gauges and Air Release Valve are included. | 79062.5 | 290554.6875
LIFECO-UK |  | 231004200123 | LIFECO-UK-UL/FM Approved Split Case (GMS 3500-61SL6-2G) Engine Driven Skid Pump 3500 GPM @ 10.76 Bar Coupled with UL/FM Listed Stallion Engine. Suction and Discharge Pressure Gauges and Air Release Valve are included. | 79062.5 | 290554.6875

## UL FM Electric Split Case 60Hz
UL FM Electric Split Case 60Hz
Item of | LIFECO-UK Item Code | Supplier Item Code | Description | LIFECO-UK GP (USD) | LIFECO-UK GP (AED)
LIFECO-UK |  | 231007201423 | LIFECO-UK-UL/FM Approved Split Case (GMS 150-25SH) Electric Motor Driven Skid Pump 150 GPM @ 7.86 Bar Coupled with UL Listed ODP Motor. Suction and Discharge Pressure Gauges, Air Release Valve and Casing Relief Valve are included. | 13259.9669 | 48730.3784
LIFECO-UK |  | 231007201424 | LIFECO-UK-UL/FM Approved Split Case (GMS 150-25SH) Electric Motor Driven Skid Pump 150 GPM @ 8 Bar Coupled with UL Listed ODP Motor. Suction and Discharge Pressure Gauges, Air Release Valve and Casing Relief Valve are included. | 13259.9669 | 48730.3784
LIFECO-UK |  | 231007201425 | LIFECO-UK-UL/FM Approved Split Case (GMS 150-25SH) Electric Motor Driven Skid Pump 150 GPM @ 9 Bar Coupled with UL Listed ODP Motor. Suction and Discharge Pressure Gauges, Air Release Valve and Casing Relief Valve are included. | 14137.7077 | 51956.0758
LIFECO-UK |  | 231007201426 | LIFECO-UK-UL/FM Approved Split Case (GMS 150-25SH) Electric Motor Driven Skid Pump 150 GPM @ 10 Bar Coupled with UL Listed ODP Motor. Suction and Discharge Pressure Gauges, Air Release Valve and Casing Relief Valve are included. | 14137.7077 | 51956.0758
LIFECO-UK |  | 231007201427 | LIFECO-UK-UL/FM Approved Split Case (GMS 150-25SH) Electric Motor Driven Skid Pump 150 GPM @ 11 Bar Coupled with UL Listed ODP Motor. Suction and Discharge Pressure Gauges, Air Release Valve and Casing Relief Valve are included. | 15929.9871 | 58542.7024
LIFECO-UK |  | 231007201428 | LIFECO-UK-UL/FM Approved Split Case (GMS 150-25SH) Electric Motor Driven Skid Pump 150 GPM @ 12 Bar Coupled with UL Listed ODP Motor. Suction and Discharge Pressure Gauges, Air Release Valve and Casing Relief Valve are included. | 15929.9871 | 58542.7024
LIFECO-UK |  | 231007201429 | LIFECO-UK-UL/FM Approved Split Case (GMS 150-25SH) Electric Motor Driven Skid Pump 150 GPM @ 13 Bar Coupled with UL Listed ODP Motor. Suction and Discharge Pressure Gauges, Air Release Valve and Casing Relief Valve are included. | 15929.9871 | 58542.7024
LIFECO-UK |  | 231007201430 | LIFECO-UK-UL/FM Approved Split Case (GMS 150-25SH) Electric Motor Driven Skid Pump 150 GPM @ 14.34 Bar Coupled with UL Listed ODP Motor. Suction and Discharge Pressure Gauges, Air Release Valve and Casing Relief Valve are included. | 16959.9199 | 62327.7055
LIFECO-UK |  | 231007201431 | LIFECO-UK-UL/FM Approved Split Case (GMS 150-SN31SH) Electric Motor Driven Skid Pump 150 GPM @ 15.58 Bar Coupled with UL Listed ODP Motor. Suction and Discharge Pressure Gauges, Air Release Valve and Casing Relief Valve are included. | 16035.9213 | 58932.0107
LIFECO-UK |  | 231007201432 | LIFECO-UK-UL/FM Approved Split Case (GMS 150-SN31SH) Electric Motor Driven Skid Pump 150 GPM @ 16 Bar Coupled with UL Listed ODP Motor. Suction and Discharge Pressure Gauges, Air Release Valve and Casing Relief Valve are included. | 16035.9213 | 58932.0107
LIFECO-UK |  | 231007201433 | LIFECO-UK-UL/FM Approved Split Case (GMS 150-SN31SH) Electric Motor Driven Skid Pump 150 GPM @ 17 Bar Coupled with UL Listed ODP Motor. Suction and Discharge Pressure Gauges, Air Release Valve and Casing Relief Valve are included. | 16704.4872 | 61388.9904
LIFECO-UK |  | 231007201434 | LIFECO-UK-UL/FM Approved Split Case (GMS 150-SN31SH) Electric Motor Driven Skid Pump 150 GPM @ 18 Bar Coupled with UL Listed ODP Motor. Suction and Discharge Pressure Gauges, Air Release Valve and Casing Relief Valve are included. | 16704.4872 | 61388.9904
LIFECO-UK |  | 231007201435 | LIFECO-UK-UL/FM Approved Split Case (GMS 150-SN31SH) Electric Motor Driven Skid Pump 150 GPM @ 19 Bar Coupled with UL Listed ODP Motor. Suction and Discharge Pressure Gauges, Air Release Valve and Casing Relief Valve are included. | 23412.3492 | 86040.3834
LIFECO-UK |  | 231007201436 | LIFECO-UK-UL/FM Approved Split Case (GMS 150-SN31SH) Electric Motor Driven Skid Pump 150 GPM @ 20 Bar Coupled with UL Listed ODP Motor. Suction and Discharge Pressure Gauges, Air Release Valve and Casing Relief Valve are included. | 23412.3492 | 86040.3834
LIFECO-UK |  | 231007201437 | LIFECO-UK-UL/FM Approved Split Case (GMS 200-25SH) Electric Motor Driven Skid Pump 200 GPM @ 7.86 Bar Coupled with UL Listed ODP Motor. Suction and Discharge Pressure Gauges, Air Release Valve and Casing Relief Valve are included. | 13259.9669 | 48730.3784
LIFECO-UK |  | 231007201438 | LIFECO-UK-UL/FM Approved Split Case (GMS 200-25SH) Electric Motor Driven Skid Pump 200 GPM @ 8 Bar Coupled with UL Listed ODP Motor. Suction and Discharge Pressure Gauges, Air Release Valve and Casing Relief Valve are included. | 13259.9669 | 48730.3784
LIFECO-UK |  | 231007201439 | LIFECO-UK-UL/FM Approved Split Case (GMS 200-25SH) Electric Motor Driven Skid Pump 200 GPM @ 9 Bar Coupled with UL Listed ODP Motor. Suction and Discharge Pressure Gauges, Air Release Valve and Casing Relief Valve are included. | 14137.7077 | 51956.0758
LIFECO-UK |  | 231007201440 | LIFECO-UK-UL/FM Approved Split Case (GMS 200-25SH) Electric Motor Driven Skid Pump 200 GPM @ 10 Bar Coupled with UL Listed ODP Motor. Suction and Discharge Pressure Gauges, Air Release Valve and Casing Relief Valve are included. | 14137.7077 | 51956.0758
LIFECO-UK |  | 231007201441 | LIFECO-UK-UL/FM Approved Split Case (GMS 200-25SH) Electric Motor Driven Skid Pump 200 GPM @ 11 Bar Coupled with UL Listed ODP Motor. Suction and Discharge Pressure Gauges, Air Release Valve and Casing Relief Valve are included. | 15929.9871 | 58542.7024
LIFECO-UK |  | 231007201442 | LIFECO-UK-UL/FM Approved Split Case (GMS 200-25SH) Electric Motor Driven Skid Pump 200 GPM @ 12 Bar Coupled with UL Listed ODP Motor. Suction and Discharge Pressure Gauges, Air Release Valve and Casing Relief Valve are included. | 15929.9871 | 58542.7024
LIFECO-UK |  | 231007201443 | LIFECO-UK-UL/FM Approved Split Case (GMS 200-25SH) Electric Motor Driven Skid Pump 200 GPM @ 13 Bar Coupled with UL Listed ODP Motor. Suction and Discharge Pressure Gauges, Air Release Valve and Casing Relief Valve are included. | 15929.9871 | 58542.7024
LIFECO-UK |  | 231007201444 | LIFECO-UK-UL/FM Approved Split Case (GMS 200-25SH) Electric Motor Driven Skid Pump 200 GPM @ 14.27 Bar Coupled with UL Listed ODP Motor. Suction and Discharge Pressure Gauges, Air Release Valve and Casing Relief Valve are included. | 16959.9199 | 62327.7055
LIFECO-UK |  | 231007201445 | LIFECO-UK-UL/FM Approved Split Case (GMS 200-SN31SH) Electric Motor Driven Skid Pump 200 GPM @ 15.58 Bar Coupled with UL Listed ODP Motor. Suction and Discharge Pressure Gauges, Air Release Valve and Casing Relief Valve are included. | 16704.4872 | 61388.9904
LIFECO-UK |  | 231007201446 | LIFECO-UK-UL/FM Approved Split Case (GMS 200-SN31SH) Electric Motor Driven Skid Pump 200 GPM @ 16 Bar Coupled with UL Listed ODP Motor. Suction and Discharge Pressure Gauges, Air Release Valve and Casing Relief Valve are included. | 16704.4872 | 61388.9904
LIFECO-UK |  | 231007201447 | LIFECO-UK-UL/FM Approved Split Case (GMS 200-SN31SH) Electric Motor Driven Skid Pump 200 GPM @ 17 Bar Coupled with UL Listed ODP Motor. Suction and Discharge Pressure Gauges, Air Release Valve and Casing Relief Valve are included. | 16704.4872 | 61388.9904
LIFECO-UK |  | 231007201448 | LIFECO-UK-UL/FM Approved Split Case (GMS 200-SN31SH) Electric Motor Driven Skid Pump 200 GPM @ 18 Bar Coupled with UL Listed ODP Motor. Suction and Discharge Pressure Gauges, Air Release Valve and Casing Relief Valve are included. | 23412.3492 | 86040.3834
LIFECO-UK |  | 231007201449 | LIFECO-UK-UL/FM Approved Split Case (GMS 200-SN31SH) Electric Motor Driven Skid Pump 200 GPM @ 19 Bar Coupled with UL Listed ODP Motor. Suction and Discharge Pressure Gauges, Air Release Valve and Casing Relief Valve are included. | 23412.3492 | 86040.3834
LIFECO-UK |  | 231007201450 | LIFECO-UK-UL/FM Approved Split Case (GMS 200-SN31SH) Electric Motor Driven Skid Pump 200 GPM @ 20 Bar Coupled with UL Listed ODP Motor. Suction and Discharge Pressure Gauges, Air Release Valve and Casing Relief Valve are included. | 28707.8776 | 105501.45
LIFECO-UK |  | 231007201451 | LIFECO-UK-UL/FM Approved Split Case (GMS 250-25SH) Electric Motor Driven Skid Pump 250 GPM @ 7.86 Bar Coupled with UL Listed ODP Motor. Suction and Discharge Pressure Gauges, Air Release Valve and Casing Relief Valve are included. | 13259.9669 | 48730.3784
LIFECO-UK |  | 231007201452 | LIFECO-UK-UL/FM Approved Split Case (GMS 250-25SH) Electric Motor Driven Skid Pump 250 GPM @ 8 Bar Coupled with UL Listed ODP Motor. Suction and Discharge Pressure Gauges, Air Release Valve and Casing Relief Valve are included. | 13259.9669 | 48730.3784
LIFECO-UK |  | 231007201453 | LIFECO-UK-UL/FM Approved Split Case (GMS 250-25SH) Electric Motor Driven Skid Pump 250 GPM @ 9 Bar Coupled with UL Listed ODP Motor. Suction and Discharge Pressure Gauges, Air Release Valve and Casing Relief Valve are included. | 14137.7077 | 51956.0758
LIFECO-UK |  | 231007201454 | LIFECO-UK-UL/FM Approved Split Case (GMS 250-25SH) Electric Motor Driven Skid Pump 250 GPM @ 10 Bar Coupled with UL Listed ODP Motor. Suction and Discharge Pressure Gauges, Air Release Valve and Casing Relief Valve are included. | 14137.7077 | 51956.0758
LIFECO-UK |  | 231007201455 | LIFECO-UK-UL/FM Approved Split Case (GMS 250-25SH) Electric Motor Driven Skid Pump 250 GPM @ 11 Bar Coupled with UL Listed ODP Motor. Suction and Discharge Pressure Gauges, Air Release Valve and Casing Relief Valve are included. | 15929.9871 | 58542.7024
LIFECO-UK |  | 231007201456 | LIFECO-UK-UL/FM Approved Split Case (GMS 250-25SH) Electric Motor Driven Skid Pump 250 GPM @ 12 Bar Coupled with UL Listed ODP Motor. Suction and Discharge Pressure Gauges, Air Release Valve and Casing Relief Valve are included. | 15929.9871 | 58542.7024
LIFECO-UK |  | 231007201457 | LIFECO-UK-UL/FM Approved Split Case (GMS 250-25SH) Electric Motor Driven Skid Pump 250 GPM @ 13 Bar Coupled with UL Listed ODP Motor. Suction and Discharge Pressure Gauges, Air Release Valve and Casing Relief Valve are included. | 16704.4872 | 61388.9904
LIFECO-UK |  | 231007201458 | LIFECO-UK-UL/FM Approved Split Case (GMS 250-25SH) Electric Motor Driven Skid Pump 250 GPM @ 14.27 Bar Coupled with UL Listed ODP Motor. Suction and Discharge Pressure Gauges, Air Release Valve and Casing Relief Valve are included. | 16959.9199 | 62327.7055
LIFECO-UK |  | 231007201459 | LIFECO-UK-UL/FM Approved Split Case (GMS 250-SN31SH) Electric Motor Driven Skid Pump 250 GPM @ 15.59 Bar Coupled with UL Listed ODP Motor. Suction and Discharge Pressure Gauges, Air Release Valve and Casing Relief Valve are included. | 16704.4872 | 61388.9904
LIFECO-UK |  | 231007201460 | LIFECO-UK-UL/FM Approved Split Case (GMS 250-SN31SH) Electric Motor Driven Skid Pump 250 GPM @ 16 Bar Coupled with UL Listed ODP Motor. Suction and Discharge Pressure Gauges, Air Release Valve and Casing Relief Valve are included. | 16704.4872 | 61388.9904
LIFECO-UK |  | 231007201461 | LIFECO-UK-UL/FM Approved Split Case (GMS 250-SN31SH) Electric Motor Driven Skid Pump 250 GPM @ 17 Bar Coupled with UL Listed ODP Motor. Suction and Discharge Pressure Gauges, Air Release Valve and Casing Relief Valve are included. | 23412.3492 | 86040.3834
LIFECO-UK |  | 231007201462 | LIFECO-UK-UL/FM Approved Split Case (GMS 250-SN31SH) Electric Motor Driven Skid Pump 250 GPM @ 18 Bar Coupled with UL Listed ODP Motor. Suction and Discharge Pressure Gauges, Air Release Valve and Casing Relief Valve are included. | 23412.3492 | 86040.3834
LIFECO-UK |  | 231007201463 | LIFECO-UK-UL/FM Approved Split Case (GMS 250-SN31SH) Electric Motor Driven Skid Pump 250 GPM @ 19 Bar Coupled with UL Listed ODP Motor. Suction and Discharge Pressure Gauges, Air Release Valve and Casing Relief Valve are included. | 28707.8776 | 105501.45
LIFECO-UK |  | 231007201464 | LIFECO-UK-UL/FM Approved Split Case (GMS 250-SN31SH) Electric Motor Driven Skid Pump 250 GPM @ 20 Bar Coupled with UL Listed ODP Motor. Suction and Discharge Pressure Gauges, Air Release Valve and Casing Relief Valve are included. | 28707.8776 | 105501.45
LIFECO-UK |  | 231007201465 | LIFECO-UK-UL/FM Approved Split Case (GMS 300-25SH) Electric Motor Driven Skid Pump 300 GPM @ 7.86 Bar Coupled with UL Listed ODP Motor. Suction and Discharge Pressure Gauges, Air Release Valve and Casing Relief Valve are included. | 14137.7077 | 51956.0758
LIFECO-UK |  | 231007201466 | LIFECO-UK-UL/FM Approved Split Case (GMS 300-25SH) Electric Motor Driven Skid Pump 300 GPM @ 8 Bar Coupled with UL Listed ODP Motor. Suction and Discharge Pressure Gauges, Air Release Valve and Casing Relief Valve are included. | 14137.7077 | 51956.0758
LIFECO-UK |  | 231007201467 | LIFECO-UK-UL/FM Approved Split Case (GMS 300-25SH) Electric Motor Driven Skid Pump 300 GPM @ 9 Bar Coupled with UL Listed ODP Motor. Suction and Discharge Pressure Gauges, Air Release Valve and Casing Relief Valve are included. | 14137.7077 | 51956.0758
LIFECO-UK |  | 231007201468 | LIFECO-UK-UL/FM Approved Split Case (GMS 300-25SH) Electric Motor Driven Skid Pump 300 GPM @ 10 Bar Coupled with UL Listed ODP Motor. Suction and Discharge Pressure Gauges, Air Release Valve and Casing Relief Valve are included. | 15929.9871 | 58542.7024
LIFECO-UK |  | 231007201469 | LIFECO-UK-UL/FM Approved Split Case (GMS 300-25SH) Electric Motor Driven Skid Pump 300 GPM @ 11 Bar Coupled with UL Listed ODP Motor. Suction and Discharge Pressure Gauges, Air Release Valve and Casing Relief Valve are included. | 15929.9871 | 58542.7024
LIFECO-UK |  | 231007201470 | LIFECO-UK-UL/FM Approved Split Case (GMS 300-25SH) Electric Motor Driven Skid Pump 300 GPM @ 12 Bar Coupled with UL Listed ODP Motor. Suction and Discharge Pressure Gauges, Air Release Valve and Casing Relief Valve are included. | 15929.9871 | 58542.7024
LIFECO-UK |  | 231007201471 | LIFECO-UK-UL/FM Approved Split Case (GMS 300-25SH) Electric Motor Driven Skid Pump 300 GPM @ 13 Bar Coupled with UL Listed ODP Motor. Suction and Discharge Pressure Gauges, Air Release Valve and Casing Relief Valve are included. | 16704.4872 | 61388.9904
LIFECO-UK |  | 231007201472 | LIFECO-UK-UL/FM Approved Split Case (GMS 300-25SH) Electric Motor Driven Skid Pump 300 GPM @ 14.21 Bar Coupled with UL Listed ODP Motor. Suction and Discharge Pressure Gauges, Air Release Valve and Casing Relief Valve are included. | 16959.9199 | 62327.7055
LIFECO-UK |  | 231007201473 | LIFECO-UK-UL/FM Approved Split Case (GMS 300-SN31SH) Electric Motor Driven Skid Pump 300 GPM @ 15.58 Bar Coupled with UL Listed ODP Motor. Suction and Discharge Pressure Gauges, Air Release Valve and Casing Relief Valve are included. | 16704.4872 | 61388.9904
LIFECO-UK |  | 231007201474 | LIFECO-UK-UL/FM Approved Split Case (GMS 300-SN31SH) Electric Motor Driven Skid Pump 300 GPM @ 16 Bar Coupled with UL Listed ODP Motor. Suction and Discharge Pressure Gauges, Air Release Valve and Casing Relief Valve are included. | 16704.4872 | 61388.9904
LIFECO-UK |  | 231007201475 | LIFECO-UK-UL/FM Approved Split Case (GMS 300-SN31SH) Electric Motor Driven Skid Pump 300 GPM @ 17 Bar Coupled with UL Listed ODP Motor. Suction and Discharge Pressure Gauges, Air Release Valve and Casing Relief Valve are included. | 23412.3492 | 86040.3834
LIFECO-UK |  | 231007201476 | LIFECO-UK-UL/FM Approved Split Case (GMS 300-SN31SH) Electric Motor Driven Skid Pump 300 GPM @ 18 Bar Coupled with UL Listed ODP Motor. Suction and Discharge Pressure Gauges, Air Release Valve and Casing Relief Valve are included. | 23412.3492 | 86040.3834
LIFECO-UK |  | 231007201477 | LIFECO-UK-UL/FM Approved Split Case (GMS 300-SN31SH) Electric Motor Driven Skid Pump 300 GPM @ 19 Bar Coupled with UL Listed ODP Motor. Suction and Discharge Pressure Gauges, Air Release Valve and Casing Relief Valve are included. | 28707.8776 | 105501.45
LIFECO-UK |  | 231007201478 | LIFECO-UK-UL/FM Approved Split Case (GMS 300-SN31SH) Electric Motor Driven Skid Pump 300 GPM @ 20 Bar Coupled with UL Listed ODP Motor. Suction and Discharge Pressure Gauges, Air Release Valve and Casing Relief Valve are included. | 28707.8776 | 105501.45
LIFECO-UK |  | 231007201479 | LIFECO-UK-UL/FM Approved Split Case (GMS 400-25SH) Electric Motor Driven Skid Pump 400 GPM @ 7.86 Bar Coupled with UL Listed ODP Motor. Suction and Discharge Pressure Gauges, Air Release Valve and Casing Relief Valve are included. | 14137.7077 | 51956.0758
LIFECO-UK |  | 231007201480 | LIFECO-UK-UL/FM Approved Split Case (GMS 400-25SH) Electric Motor Driven Skid Pump 400 GPM @ 8 Bar Coupled with UL Listed ODP Motor. Suction and Discharge Pressure Gauges, Air Release Valve and Casing Relief Valve are included. | 14137.7077 | 51956.0758
LIFECO-UK |  | 231007201481 | LIFECO-UK-UL/FM Approved Split Case (GMS 400-25SH) Electric Motor Driven Skid Pump 400 GPM @ 9 Bar Coupled with UL Listed ODP Motor. Suction and Discharge Pressure Gauges, Air Release Valve and Casing Relief Valve are included. | 15929.9871 | 58542.7024
LIFECO-UK |  | 231007201482 | LIFECO-UK-UL/FM Approved Split Case (GMS 400-25SH) Electric Motor Driven Skid Pump 400 GPM @ 10 Bar Coupled with UL Listed ODP Motor. Suction and Discharge Pressure Gauges, Air Release Valve and Casing Relief Valve are included. | 15929.9871 | 58542.7024
LIFECO-UK |  | 231007201483 | LIFECO-UK-UL/FM Approved Split Case (GMS 400-25SH) Electric Motor Driven Skid Pump 400 GPM @ 11 Bar Coupled with UL Listed ODP Motor. Suction and Discharge Pressure Gauges, Air Release Valve and Casing Relief Valve are included. | 16704.4872 | 61388.9904
LIFECO-UK |  | 231007201484 | LIFECO-UK-UL/FM Approved Split Case (GMS 400-25SH) Electric Motor Driven Skid Pump 400 GPM @ 12 Bar Coupled with UL Listed ODP Motor. Suction and Discharge Pressure Gauges, Air Release Valve and Casing Relief Valve are included. | 16704.4872 | 61388.9904
LIFECO-UK |  | 231007201485 | LIFECO-UK-UL/FM Approved Split Case (GMS 400-25SH) Electric Motor Driven Skid Pump 400 GPM @ 13 Bar Coupled with UL Listed ODP Motor. Suction and Discharge Pressure Gauges, Air Release Valve and Casing Relief Valve are included. | 16704.4872 | 61388.9904
LIFECO-UK |  | 231007201486 | LIFECO-UK-UL/FM Approved Split Case (GMS 400-25SH) Electric Motor Driven Skid Pump 400 GPM @ 14.2 Bar Coupled with UL Listed ODP Motor. Suction and Discharge Pressure Gauges, Air Release Valve and Casing Relief Valve are included. | 23412.3492 | 86040.3834
LIFECO-UK |  | 231007201487 | LIFECO-UK-UL/FM Approved Split Case (GMS 400-SN31SH) Electric Motor Driven Skid Pump 400 GPM @ 15.51 Bar Coupled with UL Listed ODP Motor. Suction and Discharge Pressure Gauges, Air Release Valve and Casing Relief Valve are included. | 23412.3492 | 86040.3834
LIFECO-UK |  | 231007201488 | LIFECO-UK-UL/FM Approved Split Case (GMS 400-SN31SH) Electric Motor Driven Skid Pump 400 GPM @ 16 Bar Coupled with UL Listed ODP Motor. Suction and Discharge Pressure Gauges, Air Release Valve and Casing Relief Valve are included. | 23412.3492 | 86040.3834
LIFECO-UK |  | 231007201489 | LIFECO-UK-UL/FM Approved Split Case (GMS 400-SN31SH) Electric Motor Driven Skid Pump 400 GPM @ 17 Bar Coupled with UL Listed ODP Motor. Suction and Discharge Pressure Gauges, Air Release Valve and Casing Relief Valve are included. | 23412.3492 | 86040.3834
LIFECO-UK |  | 231007201490 | LIFECO-UK-UL/FM Approved Split Case (GMS 400-SN31SH) Electric Motor Driven Skid Pump 400 GPM @ 18 Bar Coupled with UL Listed ODP Motor. Suction and Discharge Pressure Gauges, Air Release Valve and Casing Relief Valve are included. | 28707.8776 | 105501.45
LIFECO-UK |  | 231007201491 | LIFECO-UK-UL/FM Approved Split Case (GMS 400-SN31SH) Electric Motor Driven Skid Pump 400 GPM @ 19 Bar Coupled with UL Listed ODP Motor. Suction and Discharge Pressure Gauges, Air Release Valve and Casing Relief Valve are included. | 28707.8776 | 105501.45
LIFECO-UK |  | 231007201492 | LIFECO-UK-UL/FM Approved Split Case (GMS 400-SN31SH) Electric Motor Driven Skid Pump 400 GPM @ 20 Bar Coupled with UL Listed ODP Motor. Suction and Discharge Pressure Gauges, Air Release Valve and Casing Relief Valve are included. | 28707.8776 | 105501.45
LIFECO-UK |  | 231007201493 | LIFECO-UK-UL/FM Approved Split Case (GMS 450-25SH) Electric Motor Driven Skid Pump 450 GPM @ 7.86 Bar Coupled with UL Listed ODP Motor. Suction and Discharge Pressure Gauges, Air Release Valve and Casing Relief Valve are included. | 14137.7077 | 51956.0758
LIFECO-UK |  | 231007201494 | LIFECO-UK-UL/FM Approved Split Case (GMS 450-25SH) Electric Motor Driven Skid Pump 450 GPM @ 8 Bar Coupled with UL Listed ODP Motor. Suction and Discharge Pressure Gauges, Air Release Valve and Casing Relief Valve are included. | 14137.7077 | 51956.0758
LIFECO-UK |  | 231007201495 | LIFECO-UK-UL/FM Approved Split Case (GMS 450-25SH) Electric Motor Driven Skid Pump 450 GPM @ 9 Bar Coupled with UL Listed ODP Motor. Suction and Discharge Pressure Gauges, Air Release Valve and Casing Relief Valve are included. | 15929.9871 | 58542.7024
LIFECO-UK |  | 231007201496 | LIFECO-UK-UL/FM Approved Split Case (GMS 450-25SH) Electric Motor Driven Skid Pump 450 GPM @ 10 Bar Coupled with UL Listed ODP Motor. Suction and Discharge Pressure Gauges, Air Release Valve and Casing Relief Valve are included. | 15929.9871 | 58542.7024
LIFECO-UK |  | 231007201497 | LIFECO-UK-UL/FM Approved Split Case (GMS 450-25SH) Electric Motor Driven Skid Pump 450 GPM @ 11 Bar Coupled with UL Listed ODP Motor. Suction and Discharge Pressure Gauges, Air Release Valve and Casing Relief Valve are included. | 16704.4872 | 61388.9904
LIFECO-UK |  | 231007201498 | LIFECO-UK-UL/FM Approved Split Case (GMS 450-25SH) Electric Motor Driven Skid Pump 450 GPM @ 12 Bar Coupled with UL Listed ODP Motor. Suction and Discharge Pressure Gauges, Air Release Valve and Casing Relief Valve are included. | 16704.4872 | 61388.9904
LIFECO-UK |  | 231007201499 | LIFECO-UK-UL/FM Approved Split Case (GMS 450-25SH) Electric Motor Driven Skid Pump 450 GPM @ 13 Bar Coupled with UL Listed ODP Motor. Suction and Discharge Pressure Gauges, Air Release Valve and Casing Relief Valve are included. | 16704.4872 | 61388.9904
LIFECO-UK |  | 231007201500 | LIFECO-UK-UL/FM Approved Split Case (GMS 450-25SH) Electric Motor Driven Skid Pump 450 GPM @ 14.2 Bar Coupled with UL Listed ODP Motor. Suction and Discharge Pressure Gauges, Air Release Valve and Casing Relief Valve are included. | 23412.3492 | 86040.3834
LIFECO-UK |  | 231007201501 | LIFECO-UK-UL/FM Approved Split Case (GMS 450-SN31SH) Electric Motor Driven Skid Pump 450 GPM @ 15.4 Bar Coupled with UL Listed ODP Motor. Suction and Discharge Pressure Gauges, Air Release Valve and Casing Relief Valve are included. | 23412.3492 | 86040.3834
LIFECO-UK |  | 231007201502 | LIFECO-UK-UL/FM Approved Split Case (GMS 450-SN31SH) Electric Motor Driven Skid Pump 450 GPM @ 16 Bar Coupled with UL Listed ODP Motor. Suction and Discharge Pressure Gauges, Air Release Valve and Casing Relief Valve are included. | 23412.3492 | 86040.3834
LIFECO-UK |  | 231007201503 | LIFECO-UK-UL/FM Approved Split Case (GMS 450-SN31SH) Electric Motor Driven Skid Pump 450 GPM @ 17 Bar Coupled with UL Listed ODP Motor. Suction and Discharge Pressure Gauges, Air Release Valve and Casing Relief Valve are included. | 23412.3492 | 86040.3834
LIFECO-UK |  | 231007201504 | LIFECO-UK-UL/FM Approved Split Case (GMS 450-SN31SH) Electric Motor Driven Skid Pump 450 GPM @ 18 Bar Coupled with UL Listed ODP Motor. Suction and Discharge Pressure Gauges, Air Release Valve and Casing Relief Valve are included. | 28707.8776 | 105501.45
LIFECO-UK |  | 231007201505 | LIFECO-UK-UL/FM Approved Split Case (GMS 450-SN31SH) Electric Motor Driven Skid Pump 450 GPM @ 19 Bar Coupled with UL Listed ODP Motor. Suction and Discharge Pressure Gauges, Air Release Valve and Casing Relief Valve are included. | 28707.8776 | 105501.45
LIFECO-UK |  | 231007201506 | LIFECO-UK-UL/FM Approved Split Case (GMS 450-SN31SH) Electric Motor Driven Skid Pump 450 GPM @ 20 Bar Coupled with UL Listed ODP Motor. Suction and Discharge Pressure Gauges, Air Release Valve and Casing Relief Valve are included. | 28707.8776 | 105501.45
LIFECO-UK |  | 231007201507 | LIFECO-UK-UL/FM Approved Split Case (GMS 500-25SH) Electric Motor Driven Skid Pump 500 GPM @ 7.79 Bar Coupled with UL Listed ODP Motor. Suction and Discharge Pressure Gauges, Air Release Valve and Casing Relief Valve are included. | 14137.7077 | 51956.0758
LIFECO-UK |  | 231007201508 | LIFECO-UK-UL/FM Approved Split Case (GMS 500-25SH) Electric Motor Driven Skid Pump 500 GPM @ 9 Bar Coupled with UL Listed ODP Motor. Suction and Discharge Pressure Gauges, Air Release Valve and Casing Relief Valve are included. | 15929.9871 | 58542.7024
LIFECO-UK |  | 231007201509 | LIFECO-UK-UL/FM Approved Split Case (GMS 500-25SH) Electric Motor Driven Skid Pump 500 GPM @ 10 Bar Coupled with UL Listed ODP Motor. Suction and Discharge Pressure Gauges, Air Release Valve and Casing Relief Valve are included. | 15929.9871 | 58542.7024
LIFECO-UK |  | 231007201510 | LIFECO-UK-UL/FM Approved Split Case (GMS 500-25SH) Electric Motor Driven Skid Pump 500 GPM @ 11 Bar Coupled with UL Listed ODP Motor. Suction and Discharge Pressure Gauges, Air Release Valve and Casing Relief Valve are included. | 16704.4872 | 61388.9904
LIFECO-UK |  | 231007201511 | LIFECO-UK-UL/FM Approved Split Case (GMS 500-25SH) Electric Motor Driven Skid Pump 500 GPM @ 12 Bar Coupled with UL Listed ODP Motor. Suction and Discharge Pressure Gauges, Air Release Valve and Casing Relief Valve are included. | 16704.4872 | 61388.9904
LIFECO-UK |  | 231007201512 | LIFECO-UK-UL/FM Approved Split Case (GMS 500-25SH) Electric Motor Driven Skid Pump 500 GPM @ 13 Bar Coupled with UL Listed ODP Motor. Suction and Discharge Pressure Gauges, Air Release Valve and Casing Relief Valve are included. | 23291.2815 | 85595.4597
LIFECO-UK |  | 231007201513 | LIFECO-UK-UL/FM Approved Split Case (GMS 500-25SH) Electric Motor Driven Skid Pump 500 GPM @ 14.13 Bar Coupled with UL Listed ODP Motor. Suction and Discharge Pressure Gauges, Air Release Valve and Casing Relief Valve are included. | 23412.3492 | 86040.3834
LIFECO-UK |  | 231007201514 | LIFECO-UK-UL/FM Approved Split Case (GMS 500-25SH) Electric Motor Driven Skid Pump 500 GPM @ 14.96 Bar Coupled with UL Listed ODP Motor. Suction and Discharge Pressure Gauges, Air Release Valve and Casing Relief Valve are included. | 23412.3492 | 86040.3834
LIFECO-UK |  | 231007201515 | LIFECO-UK-UL/FM Approved Split Case (GMS 500-SN31SH) Electric Motor Driven Skid Pump 500 GPM @ 15.44 Bar Coupled with UL Listed ODP Motor. Suction and Discharge Pressure Gauges, Air Release Valve and Casing Relief Valve are included. | 23412.3492 | 86040.3834
LIFECO-UK |  | 231007201516 | LIFECO-UK-UL/FM Approved Split Case (GMS 500-SN31SH) Electric Motor Driven Skid Pump 500 GPM @ 16 Bar Coupled with UL Listed ODP Motor. Suction and Discharge Pressure Gauges, Air Release Valve and Casing Relief Valve are included. | 23412.3492 | 86040.3834
LIFECO-UK |  | 231007201517 | LIFECO-UK-UL/FM Approved Split Case (GMS 500-SN31SH) Electric Motor Driven Skid Pump 500 GPM @ 17 Bar Coupled with UL Listed ODP Motor. Suction and Discharge Pressure Gauges, Air Release Valve and Casing Relief Valve are included. | 23412.3492 | 86040.3834
LIFECO-UK |  | 231007201518 | LIFECO-UK-UL/FM Approved Split Case (GMS 500-SN31SH) Electric Motor Driven Skid Pump 500 GPM @ 18 Bar Coupled with UL Listed ODP Motor. Suction and Discharge Pressure Gauges, Air Release Valve and Casing Relief Valve are included. | 28707.8776 | 105501.45
LIFECO-UK |  | 231007201519 | LIFECO-UK-UL/FM Approved Split Case (GMS 500-SN31SH) Electric Motor Driven Skid Pump 500 GPM @ 19 Bar Coupled with UL Listed ODP Motor. Suction and Discharge Pressure Gauges, Air Release Valve and Casing Relief Valve are included. | 28707.8776 | 105501.45
LIFECO-UK |  | 231007201520 | LIFECO-UK-UL/FM Approved Split Case (GMS 500-SN31SH) Electric Motor Driven Skid Pump 500 GPM @ 20 Bar Coupled with UL Listed ODP Motor. Suction and Discharge Pressure Gauges, Air Release Valve and Casing Relief Valve are included. | 28707.8776 | 105501.45
LIFECO-UK |  | 231007201521 | LIFECO-UK-UL/FM Approved Split Case (GMS 750-25SH) Electric Motor Driven Skid Pump 750 GPM @ 7.31 Bar Coupled with UL Listed ODP Motor. Suction and Discharge Pressure Gauges, Air Release Valve and Casing Relief Valve are included. | 14352.8846 | 52746.851
LIFECO-UK |  | 231007201522 | LIFECO-UK-UL/FM Approved Split Case (GMS 750-25SH) Electric Motor Driven Skid Pump 750 GPM @ 8 Bar Coupled with UL Listed ODP Motor. Suction and Discharge Pressure Gauges, Air Release Valve and Casing Relief Valve are included. | 15929.9871 | 58542.7024
LIFECO-UK |  | 231007201523 | LIFECO-UK-UL/FM Approved Split Case (GMS 750-25SH) Electric Motor Driven Skid Pump 750 GPM @ 9 Bar Coupled with UL Listed ODP Motor. Suction and Discharge Pressure Gauges, Air Release Valve and Casing Relief Valve are included. | 15929.9871 | 58542.7024
LIFECO-UK |  | 231007201524 | LIFECO-UK-UL/FM Approved Split Case (GMS 750-25SH) Electric Motor Driven Skid Pump 750 GPM @ 10 Bar Coupled with UL Listed ODP Motor. Suction and Discharge Pressure Gauges, Air Release Valve and Casing Relief Valve are included. | 16704.4872 | 61388.9904
LIFECO-UK |  | 231007201525 | LIFECO-UK-UL/FM Approved Split Case (GMS 750-25SH) Electric Motor Driven Skid Pump 750 GPM @ 11 Bar Coupled with UL Listed ODP Motor. Suction and Discharge Pressure Gauges, Air Release Valve and Casing Relief Valve are included. | 23291.2815 | 85595.4597
LIFECO-UK |  | 231007201526 | LIFECO-UK-UL/FM Approved Split Case (GMS 750-25SH) Electric Motor Driven Skid Pump 750 GPM @ 12 Bar Coupled with UL Listed ODP Motor. Suction and Discharge Pressure Gauges, Air Release Valve and Casing Relief Valve are included. | 23291.2815 | 85595.4597
LIFECO-UK |  | 231007201527 | LIFECO-UK-UL/FM Approved Split Case (GMS 750-25SH) Electric Motor Driven Skid Pump 750 GPM @ 13 Bar Coupled with UL Listed ODP Motor. Suction and Discharge Pressure Gauges, Air Release Valve and Casing Relief Valve are included. | 28586.8099 | 105056.5263
LIFECO-UK |  | 231007201528 | LIFECO-UK-UL/FM Approved Split Case (GMS 750-25SH) Electric Motor Driven Skid Pump 750 GPM @ 14 Bar Coupled with UL Listed ODP Motor. Suction and Discharge Pressure Gauges, Air Release Valve and Casing Relief Valve are included. | 28586.8099 | 105056.5263
LIFECO-UK |  | 231007201529 | LIFECO-UK-UL/FM Approved Split Case (GMS 750-SN31SH) Electric Motor Driven Skid Pump 750 GPM @ 15.03 Bar Coupled with UL Listed ODP Motor. Suction and Discharge Pressure Gauges, Air Release Valve and Casing Relief Valve are included. | 28707.8776 | 105501.45
LIFECO-UK |  | 231007201530 | LIFECO-UK-UL/FM Approved Split Case (GMS 750-SN31SH) Electric Motor Driven Skid Pump 750 GPM @ 16 Bar Coupled with UL Listed ODP Motor. Suction and Discharge Pressure Gauges, Air Release Valve and Casing Relief Valve are included. | 28707.8776 | 105501.45
LIFECO-UK |  | 231007201531 | LIFECO-UK-UL/FM Approved Split Case (GMS 750-SN31SH) Electric Motor Driven Skid Pump 750 GPM @ 17 Bar Coupled with UL Listed ODP Motor. Suction and Discharge Pressure Gauges, Air Release Valve and Casing Relief Valve are included. | 28707.8776 | 105501.45
LIFECO-UK |  | 231007201532 | LIFECO-UK-UL/FM Approved Split Case (GMS 750-SN31SH) Electric Motor Driven Skid Pump 750 GPM @ 18 Bar Coupled with UL Listed ODP Motor. Suction and Discharge Pressure Gauges, Air Release Valve and Casing Relief Valve are included. | 29213.8 | 107360.715
LIFECO-UK |  | 231007201533 | LIFECO-UK-UL/FM Approved Split Case (GMS 750-SN31SH) Electric Motor Driven Skid Pump 750 GPM @ 19 Bar Coupled with UL Listed ODP Motor. Suction and Discharge Pressure Gauges, Air Release Valve and Casing Relief Valve are included. | 29213.8 | 107360.715
LIFECO-UK |  | 231007201534 | LIFECO-UK-UL/FM Approved Split Case (GMS 750-SN31SH) Electric Motor Driven Skid Pump 750 GPM @ 20 Bar Coupled with UL Listed ODP Motor. Suction and Discharge Pressure Gauges, Air Release Valve and Casing Relief Valve are included. | 29213.8 | 107360.715
LIFECO-UK |  | 231007201535 | LIFECO-UK-UL/FM Approved Split Case (GMS 1000-12SH) Electric Motor Driven Skid Pump 1000 GPM @ 10.07 Bar Coupled with UL Listed ODP Motor. Suction and Discharge Pressure Gauges, Air Release Valve and Casing Relief Valve are included. | 24772.9167 | 91040.4688
LIFECO-UK |  | 231007201536 | LIFECO-UK-UL/FM Approved Split Case (GMS 1000-12SH) Electric Motor Driven Skid Pump 1000 GPM @ 11 Bar Coupled with UL Listed ODP Motor. Suction and Discharge Pressure Gauges, Air Release Valve and Casing Relief Valve are included. | 24772.9167 | 91040.4688
LIFECO-UK |  | 231007201537 | LIFECO-UK-UL/FM Approved Split Case (GMS 1000-12SH) Electric Motor Driven Skid Pump 1000 GPM @ 12 Bar Coupled with UL Listed ODP Motor. Suction and Discharge Pressure Gauges, Air Release Valve and Casing Relief Valve are included. | 24772.9167 | 91040.4688
LIFECO-UK |  | 231007201538 | LIFECO-UK-UL/FM Approved Split Case (GMS 1000-EL31SH) Electric Motor Driven Skid Pump 1000 GPM @ 13 Bar Coupled with UL Listed ODP Motor. Suction and Discharge Pressure Gauges, Air Release Valve and Casing Relief Valve are included. | 26006.75 | 95574.8062
LIFECO-UK |  | 231007201539 | LIFECO-UK-UL/FM Approved Split Case (GMS 1000-EL31SH) Electric Motor Driven Skid Pump 1000 GPM @ 14 Bar Coupled with UL Listed ODP Motor. Suction and Discharge Pressure Gauges, Air Release Valve and Casing Relief Valve are included. | 27079.0949 | 99515.6737
LIFECO-UK |  | 231007201540 | LIFECO-UK-UL/FM Approved Split Case (GMS 1000-EL31SH) Electric Motor Driven Skid Pump 1000 GPM @ 15 Bar Coupled with UL Listed ODP Motor. Suction and Discharge Pressure Gauges, Air Release Valve and Casing Relief Valve are included. | 27079.0949 | 99515.6737
LIFECO-UK |  | 231007201541 | LIFECO-UK-UL/FM Approved Split Case (GMS 1000-EL31SH) Electric Motor Driven Skid Pump 1000 GPM @ 16 Bar Coupled with UL Listed ODP Motor. Suction and Discharge Pressure Gauges, Air Release Valve and Casing Relief Valve are included. | 27079.0949 | 99515.6737
LIFECO-UK |  | 231007201542 | LIFECO-UK-UL/FM Approved Split Case (GMS 1000-EL31SH) Electric Motor Driven Skid Pump 1000 GPM @ 17 Bar Coupled with UL Listed ODP Motor. Suction and Discharge Pressure Gauges, Air Release Valve and Casing Relief Valve are included. | 37463.4615 | 137678.2212
LIFECO-UK |  | 231007201543 | LIFECO-UK-UL/FM Approved Split Case (GMS 1000-EL31SH) Electric Motor Driven Skid Pump 1000 GPM @ 18 Bar Coupled with UL Listed ODP Motor. Suction and Discharge Pressure Gauges, Air Release Valve and Casing Relief Valve are included. | 37463.4615 | 137678.2212
LIFECO-UK |  | 231007201544 | LIFECO-UK-UL/FM Approved Split Case (GMS 1000-EL31SH) Electric Motor Driven Skid Pump 1000 GPM @ 19 Bar Coupled with UL Listed ODP Motor. Suction and Discharge Pressure Gauges, Air Release Valve and Casing Relief Valve are included. | 37463.4615 | 137678.2212
LIFECO-UK |  | 231007201545 | LIFECO-UK-UL/FM Approved Split Case (GMS 1000-EL31SH) Electric Motor Driven Skid Pump 1000 GPM @ 19.93 Bar Coupled with UL Listed ODP Motor. Suction and Discharge Pressure Gauges, Air Release Valve and Casing Relief Valve are included. | 40017.7885 | 147065.3726
LIFECO-UK |  | 231007201546 | LIFECO-UK-UL/FM Approved Split Case (GMS 1250-15SH) Electric Motor Driven Skid Pump 1250 GPM @ 10.34 Bar Coupled with UL Listed ODP Motor. Suction and Discharge Pressure Gauges, Air Release Valve and Casing Relief Valve are included. | 39085.2564 | 143638.3173
LIFECO-UK |  | 231007201547 | LIFECO-UK-UL/FM Approved Split Case (GMS 1250-15SH) Electric Motor Driven Skid Pump 1250 GPM @ 11 Bar Coupled with UL Listed ODP Motor. Suction and Discharge Pressure Gauges, Air Release Valve and Casing Relief Valve are included. | 39085.2564 | 143638.3173
LIFECO-UK |  | 231007201548 | LIFECO-UK-UL/FM Approved Split Case (GMS 1250-15SH) Electric Motor Driven Skid Pump 1250 GPM @ 12 Bar Coupled with UL Listed ODP Motor. Suction and Discharge Pressure Gauges, Air Release Valve and Casing Relief Valve are included. | 41355.7692 | 151982.4519
LIFECO-UK |  | 231007201549 | LIFECO-UK-UL/FM Approved Split Case (GMS 1250-EL31SH) Electric Motor Driven Skid Pump 1250 GPM @ 12.27 Bar Coupled with UL Listed ODP Motor. Suction and Discharge Pressure Gauges, Air Release Valve and Casing Relief Valve are included. | 26958.0272 | 99070.7499
LIFECO-UK |  | 231007201550 | LIFECO-UK-UL/FM Approved Split Case (GMS 1250-EL31SH) Electric Motor Driven Skid Pump 1250 GPM @ 13 Bar Coupled with UL Listed ODP Motor. Suction and Discharge Pressure Gauges, Air Release Valve and Casing Relief Valve are included. | 26958.0272 | 99070.7499
LIFECO-UK |  | 231007201551 | LIFECO-UK-UL/FM Approved Split Case (GMS 1250-EL31SH) Electric Motor Driven Skid Pump 1250 GPM @ 14 Bar Coupled with UL Listed ODP Motor. Suction and Discharge Pressure Gauges, Air Release Valve and Casing Relief Valve are included. | 27079.0949 | 99515.6737
LIFECO-UK |  | 231007201552 | LIFECO-UK-UL/FM Approved Split Case (GMS 1250-EL31SH) Electric Motor Driven Skid Pump 1250 GPM @ 15 Bar Coupled with UL Listed ODP Motor. Suction and Discharge Pressure Gauges, Air Release Valve and Casing Relief Valve are included. | 27079.0949 | 99515.6737
LIFECO-UK |  | 231007201553 | LIFECO-UK-UL/FM Approved Split Case (GMS 1250-EL31SH) Electric Motor Driven Skid Pump 1250 GPM @ 16 Bar Coupled with UL Listed ODP Motor. Suction and Discharge Pressure Gauges, Air Release Valve and Casing Relief Valve are included. | 37463.4615 | 137678.2212
LIFECO-UK |  | 231007201554 | LIFECO-UK-UL/FM Approved Split Case (GMS 1250-EL31SH) Electric Motor Driven Skid Pump 1250 GPM @ 17 Bar Coupled with UL Listed ODP Motor. Suction and Discharge Pressure Gauges, Air Release Valve and Casing Relief Valve are included. | 37463.4615 | 137678.2212
LIFECO-UK |  | 231007201555 | LIFECO-UK-UL/FM Approved Split Case (GMS 1250-EL31SH) Electric Motor Driven Skid Pump 1250 GPM @ 18 Bar Coupled with UL Listed ODP Motor. Suction and Discharge Pressure Gauges, Air Release Valve and Casing Relief Valve are included. | 40017.7885 | 147065.3726
LIFECO-UK |  | 231007201556 | LIFECO-UK-UL/FM Approved Split Case (GMS 1250-EL31SH) Electric Motor Driven Skid Pump 1250 GPM @ 19 Bar Coupled with UL Listed ODP Motor. Suction and Discharge Pressure Gauges, Air Release Valve and Casing Relief Valve are included. | 40017.7885 | 147065.3726
LIFECO-UK |  | 231007201557 | LIFECO-UK-UL/FM Approved Split Case (GMS 1250-EL31SH) Electric Motor Driven Skid Pump 1250 GPM @ 19.79 Bar Coupled with UL Listed ODP Motor. Suction and Discharge Pressure Gauges, Air Release Valve and Casing Relief Valve are included. | 40796.25 | 149926.2188
LIFECO-UK |  | 231007201558 | LIFECO-UK-UL/FM Approved Split Case (GMS 1500-15SH) Electric Motor Driven Skid Pump 1500 GPM @ 10.28 Bar Coupled with UL Listed ODP Motor. Suction and Discharge Pressure Gauges, Air Release Valve and Casing Relief Valve are included. | 39085.2564 | 143638.3173
LIFECO-UK |  | 231007201559 | LIFECO-UK-UL/FM Approved Split Case (GMS 1500-15SH) Electric Motor Driven Skid Pump 1500 GPM @ 11 Bar Coupled with UL Listed ODP Motor. Suction and Discharge Pressure Gauges, Air Release Valve and Casing Relief Valve are included. | 39085.2564 | 143638.3173
LIFECO-UK |  | 231007201560 | LIFECO-UK-UL/FM Approved Split Case (GMS 1500-15SH) Electric Motor Driven Skid Pump 1500 GPM @ 12 Bar Coupled with UL Listed ODP Motor. Suction and Discharge Pressure Gauges, Air Release Valve and Casing Relief Valve are included. | 41355.7692 | 151982.4519
LIFECO-UK |  | 231007201561 | LIFECO-UK-UL/FM Approved Split Case (GMS 1500-15SH) Electric Motor Driven Skid Pump 1500 GPM @ 13 Bar Coupled with UL Listed ODP Motor. Suction and Discharge Pressure Gauges, Air Release Valve and Casing Relief Valve are included. | 42689.6955 | 156884.631
LIFECO-UK |  | 231007201562 | LIFECO-UK-UL/FM Approved Split Case (GMS 1500-15SH) Electric Motor Driven Skid Pump 1500 GPM @ 14.2 Bar Coupled with UL Listed ODP Motor. Suction and Discharge Pressure Gauges, Air Release Valve and Casing Relief Valve are included. | 42782.9487 | 157227.3365
LIFECO-UK |  | 231007201563 | LIFECO-UK-UL/FM Approved Split Case (GMS 1500-15SH) Electric Motor Driven Skid Pump 1500 GPM @ 15.03 Bar Coupled with UL Listed ODP Motor. Suction and Discharge Pressure Gauges, Air Release Valve and Casing Relief Valve are included. | 58262.9808 | 214116.4543
LIFECO-UK |  | 231007201564 | LIFECO-UK-UL/FM Approved Split Case (GMS 1500-61SL6-2G) Electric Motor Driven Skid Pump 1500 GPM @ 9.86 Bar Coupled with UL Listed ODP Motor. Suction and Discharge Pressure Gauges, Air Release Valve and Casing Relief Valve are included. | 58222.4359 | 213967.4519
LIFECO-UK |  | 231007201565 | LIFECO-UK-UL/FM Approved Split Case (GMS 1500-61SL6-2G) Electric Motor Driven Skid Pump 1500 GPM @ 10 Bar Coupled with UL Listed ODP Motor. Suction and Discharge Pressure Gauges, Air Release Valve and Casing Relief Valve are included. | 58222.4359 | 213967.4519
LIFECO-UK |  | 231007201566 | LIFECO-UK-UL/FM Approved Split Case (GMS 1500-61SL6-2G) Electric Motor Driven Skid Pump 1500 GPM @ 11 Bar Coupled with UL Listed ODP Motor. Suction and Discharge Pressure Gauges, Air Release Valve and Casing Relief Valve are included. | 61871.4744 | 227377.6683
LIFECO-UK |  | 231007201567 | LIFECO-UK-UL/FM Approved Split Case (GMS 1500-61SL6-2G) Electric Motor Driven Skid Pump 1500 GPM @ 11.58 Bar Coupled with UL Listed ODP Motor. Suction and Discharge Pressure Gauges, Air Release Valve and Casing Relief Valve are included. | 61871.4744 | 227377.6683
LIFECO-UK |  | 231007201568 | LIFECO-UK-UL/FM Approved Split Case (GMS 1500-61SL6-2G) Electric Motor Driven Skid Pump 1500 GPM @ 11.93 Bar Coupled with UL Listed ODP Motor. Suction and Discharge Pressure Gauges, Air Release Valve and Casing Relief Valve are included. | 69939.9038 | 257029.1466
LIFECO-UK |  | 231007201569 | LIFECO-UK-UL/FM Approved Split Case (GMS 2000-15SH) Electric Motor Driven Skid Pump 2000 GPM @ 10 Bar Coupled with UL Listed ODP Motor. Suction and Discharge Pressure Gauges, Air Release Valve and Casing Relief Valve are included. | 39085.2564 | 143638.3173
LIFECO-UK |  | 231007201570 | LIFECO-UK-UL/FM Approved Split Case (GMS 2000-15SH) Electric Motor Driven Skid Pump 2000 GPM @ 11 Bar Coupled with UL Listed ODP Motor. Suction and Discharge Pressure Gauges, Air Release Valve and Casing Relief Valve are included. | 41355.7692 | 151982.4519
LIFECO-UK |  | 231007201571 | LIFECO-UK-UL/FM Approved Split Case (GMS 2000-15SH) Electric Motor Driven Skid Pump 2000 GPM @ 12 Bar Coupled with UL Listed ODP Motor. Suction and Discharge Pressure Gauges, Air Release Valve and Casing Relief Valve are included. | 41355.7692 | 151982.4519
LIFECO-UK |  | 231007201572 | LIFECO-UK-UL/FM Approved Split Case (GMS 2000-15SH) Electric Motor Driven Skid Pump 2000 GPM @ 13 Bar Coupled with UL Listed ODP Motor. Suction and Discharge Pressure Gauges, Air Release Valve and Casing Relief Valve are included. | 42689.6955 | 156884.631
LIFECO-UK |  | 231007201573 | LIFECO-UK-UL/FM Approved Split Case (GMS 2000-15SH) Electric Motor Driven Skid Pump 2000 GPM @ 14 Bar Coupled with UL Listed ODP Motor. Suction and Discharge Pressure Gauges, Air Release Valve and Casing Relief Valve are included. | 58262.9808 | 214116.4543
LIFECO-UK |  | 231007201574 | LIFECO-UK-UL/FM Approved Split Case (GMS 2000-15SH) Electric Motor Driven Skid Pump 2000 GPM @ 14.82 Bar Coupled with UL Listed ODP Motor. Suction and Discharge Pressure Gauges, Air Release Valve and Casing Relief Valve are included. | 58262.9808 | 214116.4543
LIFECO-UK |  | 231007201575 | LIFECO-UK-UL/FM Approved Split Case (GMS 2000-61SL6-2G) Electric Motor Driven Skid Pump 2000 GPM @ 9.38 Bar Coupled with UL Listed ODP Motor. Suction and Discharge Pressure Gauges, Air Release Valve and Casing Relief Valve are included. | 61871.4744 | 227377.6683
LIFECO-UK |  | 231007201576 | LIFECO-UK-UL/FM Approved Split Case (GMS 2000-61SL6-2G) Electric Motor Driven Skid Pump 2000 GPM @ 10 Bar Coupled with UL Listed ODP Motor. Suction and Discharge Pressure Gauges, Air Release Valve and Casing Relief Valve are included. | 61871.4744 | 227377.6683
LIFECO-UK |  | 231007201577 | LIFECO-UK-UL/FM Approved Split Case (GMS 2000-61SL6-2G) Electric Motor Driven Skid Pump 2000 GPM @ 11 Bar Coupled with UL Listed ODP Motor. Suction and Discharge Pressure Gauges, Air Release Valve and Casing Relief Valve are included. | 69939.9038 | 257029.1466
LIFECO-UK |  | 231007201578 | LIFECO-UK-UL/FM Approved Split Case (GMS 2000-61SL6-2G) Electric Motor Driven Skid Pump 2000 GPM @ 11.93 Bar Coupled with UL Listed ODP Motor. Suction and Discharge Pressure Gauges, Air Release Valve and Casing Relief Valve are included. | 69939.9038 | 257029.1466
LIFECO-UK |  | 231007201579 | LIFECO-UK-UL/FM Approved Split Case (GMS 2500-61SL6-2G) Electric Motor Driven Skid Pump 2500 GPM @ 9.17 Bar Coupled with UL Listed ODP Motor. Suction and Discharge Pressure Gauges, Air Release Valve and Casing Relief Valve are included. | 61871.4744 | 227377.6683
LIFECO-UK |  | 231007201580 | LIFECO-UK-UL/FM Approved Split Case (GMS 2500-61SL6-2G) Electric Motor Driven Skid Pump 2500 GPM @ 10 Bar Coupled with UL Listed ODP Motor. Suction and Discharge Pressure Gauges, Air Release Valve and Casing Relief Valve are included. | 69939.9038 | 257029.1466
LIFECO-UK |  | 231007201581 | LIFECO-UK-UL/FM Approved Split Case (GMS 2500-61SL6-2G) Electric Motor Driven Skid Pump 2500 GPM @ 11 Bar Coupled with UL Listed ODP Motor. Suction and Discharge Pressure Gauges, Air Release Valve and Casing Relief Valve are included. | 69939.9038 | 257029.1466
LIFECO-UK |  | 231007201582 | LIFECO-UK-UL/FM Approved Split Case (GMS 2500-61SL6-2G) Electric Motor Driven Skid Pump 2500 GPM @ 11.72 Bar Coupled with UL Listed ODP Motor. Suction and Discharge Pressure Gauges, Air Release Valve and Casing Relief Valve are included. | 80441.0256 | 295620.7692
LIFECO-UK |  | 231007201583 | LIFECO-UK-UL/FM Approved Split Case (GMS 3000-61SL6-2G) Electric Motor Driven Skid Pump 3000 GPM @ 8.62 Bar Coupled with UL Listed ODP Motor. Suction and Discharge Pressure Gauges, Air Release Valve and Casing Relief Valve are included. | 61871.4744 | 227377.6683
LIFECO-UK |  | 231007201584 | LIFECO-UK-UL/FM Approved Split Case (GMS 3000-61SL6-2G) Electric Motor Driven Skid Pump 3000 GPM @ 9 Bar Coupled with UL Listed ODP Motor. Suction and Discharge Pressure Gauges, Air Release Valve and Casing Relief Valve are included. | 69939.9038 | 257029.1466
LIFECO-UK |  | 231007201585 | LIFECO-UK-UL/FM Approved Split Case (GMS 3000-61SL6-2G) Electric Motor Driven Skid Pump 3000 GPM @ 10 Bar Coupled with UL Listed ODP Motor. Suction and Discharge Pressure Gauges, Air Release Valve and Casing Relief Valve are included. | 80441.0256 | 295620.7692
LIFECO-UK |  | 231007201586 | LIFECO-UK-UL/FM Approved Split Case (GMS 3000-61SL6-2G) Electric Motor Driven Skid Pump 3000 GPM @ 11 Bar Coupled with UL Listed ODP Motor. Suction and Discharge Pressure Gauges, Air Release Valve and Casing Relief Valve are included. | 80441.0256 | 295620.7692
LIFECO-UK |  | 231007201587 | LIFECO-UK-UL/FM Approved Split Case (GMS 3000-61SL6-2G) Electric Motor Driven Skid Pump 3000 GPM @ 11.31 Bar Coupled with UL Listed ODP Motor. Suction and Discharge Pressure Gauges, Air Release Valve and Casing Relief Valve are included. | 82062.8205 | 301580.8654
LIFECO-UK |  | 231007201588 | LIFECO-UK-UL/FM Approved Split Case (GMS 3500-61SL6-2G) Electric Motor Driven Skid Pump 3500 GPM @ 8.3 Bar Coupled with UL Listed ODP Motor. Suction and Discharge Pressure Gauges, Air Release Valve and Casing Relief Valve are included. | 69939.9038 | 257029.1466
LIFECO-UK |  | 231007201589 | LIFECO-UK-UL/FM Approved Split Case (GMS 3500-61SL6-2G) Electric Motor Driven Skid Pump 3500 GPM @ 9 Bar Coupled with UL Listed ODP Motor. Suction and Discharge Pressure Gauges, Air Release Valve and Casing Relief Valve are included. | 69939.9038 | 257029.1466
LIFECO-UK |  | 231007201590 | LIFECO-UK-UL/FM Approved Split Case (GMS 3500-61SL6-2G) Electric Motor Driven Skid Pump 3500 GPM @ 10 Bar Coupled with UL Listed ODP Motor. Suction and Discharge Pressure Gauges, Air Release Valve and Casing Relief Valve are included. | 80441.0256 | 295620.7692
LIFECO-UK |  | 231007201591 | LIFECO-UK-UL/FM Approved Split Case (GMS 3500-61SL6-2G) Electric Motor Driven Skid Pump 3500 GPM @ 10.76 Bar Coupled with UL Listed ODP Motor. Suction and Discharge Pressure Gauges, Air Release Valve and Casing Relief Valve are included. | 82062.8205 | 301580.8654

## UL Electric End-Suction 50Hz
UL Electric End-Suction 50Hz
Item of | LIFECO-UK Item Code | Supplier Item Code | Description | LIFECO-UK GP (USD) | LIFECO-UK GP (AED)
LIFECO-UK |  | 231007200077 | LIFECO-UK-UL Listed End Suction (GME 50-20 EM) Electric Motor Driven Skid Pump 50 GPM @ 4.69 Bar Coupled with UL Listed ODP Motor. Suction and Discharge Pressure Gauges, and Casing Relief Valve are included. | 3584.1667 | 13171.8125
LIFECO-UK |  | 231007200078 | LIFECO-UK-UL Listed End Suction (GME 50-20 EM) Electric Motor Driven Skid Pump 50 GPM @ 5 Bar Coupled with UL Listed ODP Motor. Suction and Discharge Pressure Gauges, and Casing Relief Valve are included. | 3584.1667 | 13171.8125
LIFECO-UK |  | 231007200062 | LIFECO-UK-UL Listed End Suction (GME 50-20 EM) Electric Motor Driven Skid Pump 50 GPM @ 6 Bar Coupled with UL Listed ODP Motor. Suction and Discharge Pressure Gauges, and Casing Relief Valve are included. | 3584.1667 | 13171.8125
LIFECO-UK |  | 231007200074 | LIFECO-UK-UL Listed End Suction (GME 50-26 EM) Electric Motor Driven Skid Pump 50 GPM @ 7.93 Bar Coupled with UL Listed ODP Motor. Suction and Discharge Pressure Gauges, and Casing Relief Valve are included. | 4095.0321 | 15049.2428
LIFECO-UK |  | 231007200080 | LIFECO-UK-UL Listed End Suction (GME 50-26 EM) Electric Motor Driven Skid Pump 50 GPM @ 9 Bar Coupled with UL Listed ODP Motor. Suction and Discharge Pressure Gauges, and Casing Relief Valve are included. | 4095.0321 | 15049.2428
LIFECO-UK |  | 231007200063 | LIFECO-UK-UL Listed End Suction (GME 50-26 EM) Electric Motor Driven Skid Pump 50 GPM @ 9.66 Bar Coupled with UL Listed ODP Motor. Suction and Discharge Pressure Gauges, and Casing Relief Valve are included. | 4095.0321 | 15049.2428
LIFECO-UK |  | 231007200082 | LIFECO-UK-UL Listed End Suction (GME 100-20 EM-2G) Electric Motor Driven Skid Pump 100 GPM @ 4.96 Bar Coupled with UL Listed ODP Motor. Suction and Discharge Pressure Gauges, and Casing Relief Valve are included. | 4187.4744 | 15388.9683
LIFECO-UK |  | 231007200083 | LIFECO-UK-UL Listed End Suction (GME 100-20 EM-2G) Electric Motor Driven Skid Pump 100 GPM @ 6 Bar Coupled with UL Listed ODP Motor. Suction and Discharge Pressure Gauges, and Casing Relief Valve are included. | 4187.4744 | 15388.9683
LIFECO-UK |  | 231007200084 | LIFECO-UK-UL Listed End Suction (GME 100-20 EM-2G) Electric Motor Driven Skid Pump 100 GPM @ 6.34 Bar Coupled with UL Listed ODP Motor. Suction and Discharge Pressure Gauges, and Casing Relief Valve are included. | 4187.4744 | 15388.9683
LIFECO-UK |  | 231007200085 | LIFECO-UK-UL Listed End Suction (GME 100-26 EM) Electric Motor Driven Skid Pump 100 GPM @ 7.52 Bar Coupled with UL Listed ODP Motor. Suction and Discharge Pressure Gauges, and Casing Relief Valve are included. | 4524.8077 | 16628.6683
LIFECO-UK |  | 231007200086 | LIFECO-UK-UL Listed End Suction (GME 100-26 EM) Electric Motor Driven Skid Pump 100 GPM @ 8 Bar Coupled with UL Listed ODP Motor. Suction and Discharge Pressure Gauges, and Casing Relief Valve are included. | 4524.8077 | 16628.6683
LIFECO-UK |  | 231007200087 | LIFECO-UK-UL Listed End Suction (GME 100-26 EM) Electric Motor Driven Skid Pump 100 GPM @ 9 Bar Coupled with UL Listed ODP Motor. Suction and Discharge Pressure Gauges, and Casing Relief Valve are included. | 4864.4508 | 17876.8565
LIFECO-UK |  | 231007200088 | LIFECO-UK-UL Listed End Suction (GME 100-26 EM) Electric Motor Driven Skid Pump 100 GPM @ 9.24 Bar Coupled with UL Listed ODP Motor. Suction and Discharge Pressure Gauges, and Casing Relief Valve are included. | 5043.7821 | 18535.899
LIFECO-UK |  | 231007200089 | LIFECO-UK-UL Listed End Suction (GME 150-20 EM-2G) Electric Motor Driven Skid Pump 150 GPM @ 4.89 Bar Coupled with UL Listed ODP Motor. Suction and Discharge Pressure Gauges, and Casing Relief Valve are included. | 4187.4744 | 15388.9683
LIFECO-UK |  | 231007200090 | LIFECO-UK-UL Listed End Suction (GME 150-20 EM-2G) Electric Motor Driven Skid Pump 150 GPM @ 5 Bar Coupled with UL Listed ODP Motor. Suction and Discharge Pressure Gauges, and Casing Relief Valve are included. | 4187.4744 | 15388.9683
LIFECO-UK |  | 231007200091 | LIFECO-UK-UL Listed End Suction (GME 150-20 EM-2G) Electric Motor Driven Skid Pump 150 GPM @ 6 Bar Coupled with UL Listed ODP Motor. Suction and Discharge Pressure Gauges, and Casing Relief Valve are included. | 4864.4508 | 17876.8565
LIFECO-UK |  | 231007200092 | LIFECO-UK-UL Listed End Suction (GME 150-20 EM-2G) Electric Motor Driven Skid Pump 150 GPM @ 6.2 Bar Coupled with UL Listed ODP Motor. Suction and Discharge Pressure Gauges, and Casing Relief Valve are included. | 4864.4508 | 17876.8565
LIFECO-UK |  | 231007200093 | LIFECO-UK-UL Listed End Suction (GME 150-42 EH) Electric Motor Driven Skid Pump 150 GPM @ 7.38 Bar Coupled with UL Listed ODP Motor. Suction and Discharge Pressure Gauges, and Casing Relief Valve are included. | 6825.7781 | 25084.7346
LIFECO-UK |  | 231007200094 | LIFECO-UK-UL Listed End Suction (GME 150-42 EH) Electric Motor Driven Skid Pump 150 GPM @ 8 Bar Coupled with UL Listed ODP Motor. Suction and Discharge Pressure Gauges, and Casing Relief Valve are included. | 6825.7781 | 25084.7346
LIFECO-UK |  | 231007200095 | LIFECO-UK-UL Listed End Suction (GME 150-42 EH) Electric Motor Driven Skid Pump 150 GPM @ 9 Bar Coupled with UL Listed ODP Motor. Suction and Discharge Pressure Gauges, and Casing Relief Valve are included. | 6964.3286 | 25593.9076
LIFECO-UK |  | 231007200096 | LIFECO-UK-UL Listed End Suction (GME 150-42 EH) Electric Motor Driven Skid Pump 150 GPM @ 9.31 Bar Coupled with UL Listed ODP Motor. Suction and Discharge Pressure Gauges, and Casing Relief Valve are included. | 6964.3286 | 25593.9076
LIFECO-UK |  | 231007200097 | LIFECO-UK-UL Listed End Suction (GME 200-65 EM-2G) Electric Motor Driven Skid Pump 200 GPM @ 5.65 Bar Coupled with UL Listed ODP Motor. Suction and Discharge Pressure Gauges, and Casing Relief Valve are included. | 4864.4508 | 17876.8565
LIFECO-UK |  | 231007200098 | LIFECO-UK-UL Listed End Suction (GME 200-65 EM-2G) Electric Motor Driven Skid Pump 200 GPM @ 6 Bar Coupled with UL Listed ODP Motor. Suction and Discharge Pressure Gauges, and Casing Relief Valve are included. | 6825.7781 | 25084.7346
LIFECO-UK |  | 231007200099 | LIFECO-UK-UL Listed End Suction (GME 200-65 EM-2G) Electric Motor Driven Skid Pump 200 GPM @ 6.27 Bar Coupled with UL Listed ODP Motor. Suction and Discharge Pressure Gauges, and Casing Relief Valve are included. | 6964.3286 | 25593.9076
LIFECO-UK |  | 231007200100 | LIFECO-UK-UL Listed End Suction (GME 200-32 EM-2G) Electric Motor Driven Skid Pump 200 GPM @ 7 Bar Coupled with UL Listed ODP Motor. Suction and Discharge Pressure Gauges, and Casing Relief Valve are included. | 7839.1218 | 28808.7726
LIFECO-UK |  | 231007200101 | LIFECO-UK-UL Listed End Suction (GME 200-32 EM-2G) Electric Motor Driven Skid Pump 200 GPM @ 8 Bar Coupled with UL Listed ODP Motor. Suction and Discharge Pressure Gauges, and Casing Relief Valve are included. | 7839.1218 | 28808.7726
LIFECO-UK |  | 231007200102 | LIFECO-UK-UL Listed End Suction (GME 200-32 EM-2G) Electric Motor Driven Skid Pump 200 GPM @ 9 Bar Coupled with UL Listed ODP Motor. Suction and Discharge Pressure Gauges, and Casing Relief Valve are included. | 7990.4564 | 29364.9273
LIFECO-UK |  | 231007200103 | LIFECO-UK-UL Listed End Suction (GME 200-32 EM-2G) Electric Motor Driven Skid Pump 200 GPM @ 9.59 Bar Coupled with UL Listed ODP Motor. Suction and Discharge Pressure Gauges, and Casing Relief Valve are included. | 8075.6648 | 29678.0681
LIFECO-UK |  | 231007200104 | LIFECO-UK-UL Listed End Suction (GME 250-32 EM-2G) Electric Motor Driven Skid Pump 250 GPM @ 6 Bar Coupled with UL Listed ODP Motor. Suction and Discharge Pressure Gauges, and Casing Relief Valve are included. | 7839.1218 | 28808.7726
LIFECO-UK |  | 231007200105 | LIFECO-UK-UL Listed End Suction (GME 250-32 EM-2G) Electric Motor Driven Skid Pump 250 GPM @ 7 Bar Coupled with UL Listed ODP Motor. Suction and Discharge Pressure Gauges, and Casing Relief Valve are included. | 7839.1218 | 28808.7726
LIFECO-UK |  | 231007200106 | LIFECO-UK-UL Listed End Suction (GME 250-26 EM) Electric Motor Driven Skid Pump 250 GPM @ 7.79 Bar Coupled with UL Listed ODP Motor. Suction and Discharge Pressure Gauges, and Casing Relief Valve are included. | 7990.4564 | 29364.9273
LIFECO-UK |  | 231007200107 | LIFECO-UK-UL Listed End Suction (GME 250-26 EM) Electric Motor Driven Skid Pump 250 GPM @ 8 Bar Coupled with UL Listed ODP Motor. Suction and Discharge Pressure Gauges, and Casing Relief Valve are included. | 8072.7325 | 29667.292
LIFECO-UK |  | 231007200108 | LIFECO-UK-UL Listed End Suction (GME 250-26 EM) Electric Motor Driven Skid Pump 250 GPM @ 9 Bar Coupled with UL Listed ODP Motor. Suction and Discharge Pressure Gauges, and Casing Relief Valve are included. | 9201.1333 | 33814.165
LIFECO-UK |  | 231007200109 | LIFECO-UK-UL Listed End Suction (GME 250-26 EM) Electric Motor Driven Skid Pump 250 GPM @ 9.24 Bar Coupled with UL Listed ODP Motor. Suction and Discharge Pressure Gauges, and Casing Relief Valve are included. | 9344.9012 | 34342.512
LIFECO-UK |  | 231007200110 | LIFECO-UK-UL Listed End Suction (GME 300-65 EM-2G) Electric Motor Driven Skid Pump 300 GPM @ 5.17 Bar Coupled with UL Listed ODP Motor. Suction and Discharge Pressure Gauges, and Casing Relief Valve are included. | 6471.0569 | 23781.134
LIFECO-UK |  | 231007200111 | LIFECO-UK-UL Listed End Suction (GME 300-65 EM-2G) Electric Motor Driven Skid Pump 300 GPM @ 6 Bar Coupled with UL Listed ODP Motor. Suction and Discharge Pressure Gauges, and Casing Relief Valve are included. | 6471.0569 | 23781.134
LIFECO-UK |  | 231007200071 | LIFECO-UK-UL Listed End Suction (GME 300-26 EM) Electric Motor Driven Skid Pump 300 GPM @ 7.59 Bar Coupled with UL Listed ODP Motor. Suction and Discharge Pressure Gauges, and Casing Relief Valve are included. | 6770.9936 | 24883.4014
LIFECO-UK |  | 231007200113 | LIFECO-UK-UL Listed End Suction (GME 300-26 EM) Electric Motor Driven Skid Pump 300 GPM @ 8 Bar Coupled with UL Listed ODP Motor. Suction and Discharge Pressure Gauges, and Casing Relief Valve are included. | 7744.0705 | 28459.4591
LIFECO-UK |  | 231007200114 | LIFECO-UK-UL Listed End Suction (GME 300-26 EM) Electric Motor Driven Skid Pump 300 GPM @ 9.1 Bar Coupled with UL Listed ODP Motor. Suction and Discharge Pressure Gauges, and Casing Relief Valve are included. | 9473.5356 | 34815.2435
LIFECO-UK |  | 231007200115 | LIFECO-UK-UL Listed End Suction (GME 400-42 EM-2G) Electric Motor Driven Skid Pump 400 GPM @ 5.45 Bar Coupled with UL Listed ODP Motor. Suction and Discharge Pressure Gauges, and Casing Relief Valve are included. | 8595.7949 | 31589.5462
LIFECO-UK |  | 231007200116 | LIFECO-UK-UL Listed End Suction (GME 400-42 EM-2G) Electric Motor Driven Skid Pump 400 GPM @ 6 Bar Coupled with UL Listed ODP Motor. Suction and Discharge Pressure Gauges, and Casing Relief Valve are included. | 8595.7949 | 31589.5462
LIFECO-UK |  | 231007200117 | LIFECO-UK-UL Listed End Suction (GME 400-42 EM-2G) Electric Motor Driven Skid Pump 400 GPM @ 7 Bar Coupled with UL Listed ODP Motor. Suction and Discharge Pressure Gauges, and Casing Relief Valve are included. | 9573.3296 | 35181.9863
LIFECO-UK |  | 231007200118 | LIFECO-UK-UL Listed End Suction (GME 400-42 EM-2G) Electric Motor Driven Skid Pump 400 GPM @ 8 Bar Coupled with UL Listed ODP Motor. Suction and Discharge Pressure Gauges, and Casing Relief Valve are included. | 11184.25 | 41102.1188
LIFECO-UK |  | 231007200119 | LIFECO-UK-UL Listed End Suction (GME 400-42 EM-2G) Electric Motor Driven Skid Pump 400 GPM @ 9 Bar Coupled with UL Listed ODP Motor. Suction and Discharge Pressure Gauges, and Casing Relief Valve are included. | 12266.202 | 45078.2923
LIFECO-UK |  | 231007200120 | LIFECO-UK-UL Listed End Suction (GME 400-42 EM-2G) Electric Motor Driven Skid Pump 400 GPM @ 9.72 Bar Coupled with UL Listed ODP Motor. Suction and Discharge Pressure Gauges, and Casing Relief Valve are included. | 12266.202 | 45078.2923
LIFECO-UK |  | 231007200121 | LIFECO-UK-UL Listed End Suction (GME 400-31 EM-2G) Electric Motor Driven Skid Pump 400 GPM @ 10 Bar Coupled with UL Listed ODP Motor. Suction and Discharge Pressure Gauges, and Casing Relief Valve are included. | 12266.202 | 45078.2923
LIFECO-UK |  | 231007203485 | LIFECO-UK-UL Listed End Suction (GME 400-31 EM-2G) Electric Motor Driven Skid Pump 400 GPM @ 11 Bar Coupled with UL Listed ODP Motor. Suction and Discharge Pressure Gauges, and Casing Relief Valve are included. | 13770.2284 | 50605.5895
LIFECO-UK |  | 231007203486 | LIFECO-UK-UL Listed End Suction (GME 400-31 EM-2G) Electric Motor Driven Skid Pump 400 GPM @ 12 Bar Coupled with UL Listed ODP Motor. Suction and Discharge Pressure Gauges, and Casing Relief Valve are included. | 13992.904 | 51423.9221
LIFECO-UK |  | 231007203487 | LIFECO-UK-UL Listed End Suction (GME 400-31 EM-2G) Electric Motor Driven Skid Pump 400 GPM @ 13 Bar Coupled with UL Listed ODP Motor. Suction and Discharge Pressure Gauges, and Casing Relief Valve are included. | 15987.0337 | 58752.349
LIFECO-UK |  | 231007200126 | LIFECO-UK-UL Listed End Suction (GME 400-31 EM-2G) Electric Motor Driven Skid Pump 400 GPM @ 14 Bar Coupled with UL Listed ODP Motor. Suction and Discharge Pressure Gauges, and Casing Relief Valve are included. | 16057.4086 | 59010.9766
LIFECO-UK |  | 231007200127 | LIFECO-UK-UL Listed End Suction (GME 400-31 EM-2G) Electric Motor Driven Skid Pump 400 GPM @ 15.03 Bar Coupled with UL Listed ODP Motor. Suction and Discharge Pressure Gauges, and Casing Relief Valve are included. | 16057.4086 | 59010.9766
LIFECO-UK |  | 231007200128 | LIFECO-UK-UL Listed End Suction (GME 450-42 EM-2G) Electric Motor Driven Skid Pump 450 GPM @ 5.38 Bar Coupled with UL Listed ODP Motor. Suction and Discharge Pressure Gauges, and Casing Relief Valve are included. | 8595.7949 | 31589.5462
LIFECO-UK |  | 231007200129 | LIFECO-UK-UL Listed End Suction (GME 450-42 EM-2G) Electric Motor Driven Skid Pump 450 GPM @ 6 Bar Coupled with UL Listed ODP Motor. Suction and Discharge Pressure Gauges, and Casing Relief Valve are included. | 8595.7949 | 31589.5462
LIFECO-UK |  | 231007200130 | LIFECO-UK-UL Listed End Suction (GME 450-42 EM-2G) Electric Motor Driven Skid Pump 450 GPM @ 7 Bar Coupled with UL Listed ODP Motor. Suction and Discharge Pressure Gauges, and Casing Relief Valve are included. | 11184.25 | 41102.1188
LIFECO-UK |  | 231007200131 | LIFECO-UK-UL Listed End Suction (GME 450-42 EM-2G) Electric Motor Driven Skid Pump 450 GPM @ 8 Bar Coupled with UL Listed ODP Motor. Suction and Discharge Pressure Gauges, and Casing Relief Valve are included. | 11716.3538 | 43057.6004
LIFECO-UK |  | 231007200132 | LIFECO-UK-UL Listed End Suction (GME 450-42 EM-2G) Electric Motor Driven Skid Pump 450 GPM @ 9 Bar Coupled with UL Listed ODP Motor. Suction and Discharge Pressure Gauges, and Casing Relief Valve are included. | 12381.2942 | 45501.2562
LIFECO-UK |  | 231007200133 | LIFECO-UK-UL Listed End Suction (GME 450-42 EM-2G) Electric Motor Driven Skid Pump 450 GPM @ 9.45 Bar Coupled with UL Listed ODP Motor. Suction and Discharge Pressure Gauges, and Casing Relief Valve are included. | 12381.2942 | 45501.2562
LIFECO-UK |  | 231007203488 | LIFECO-UK-UL Listed End Suction (GME 450-31 EM-2G) Electric Motor Driven Skid Pump 450 GPM @ 10 Bar Coupled with UL Listed ODP Motor. Suction and Discharge Pressure Gauges, and Casing Relief Valve are included. | 13826.4359 | 50812.1519
LIFECO-UK |  | 231007203489 | LIFECO-UK-UL Listed End Suction (GME 450-31 EM-2G) Electric Motor Driven Skid Pump 450 GPM @ 11 Bar Coupled with UL Listed ODP Motor. Suction and Discharge Pressure Gauges, and Casing Relief Valve are included. | 13977.7705 | 51368.3066
LIFECO-UK |  | 231007203490 | LIFECO-UK-UL Listed End Suction (GME 450-31 EM-2G) Electric Motor Driven Skid Pump 450 GPM @ 12 Bar Coupled with UL Listed ODP Motor. Suction and Discharge Pressure Gauges, and Casing Relief Valve are included. | 14204.7724 | 52202.5387
LIFECO-UK |  | 231007203491 | LIFECO-UK-UL Listed End Suction (GME 450-31 EM-2G) Electric Motor Driven Skid Pump 450 GPM @ 13 Bar Coupled with UL Listed ODP Motor. Suction and Discharge Pressure Gauges, and Casing Relief Valve are included. | 16057.4086 | 59010.9766
LIFECO-UK |  | 231007200139 | LIFECO-UK-UL Listed End Suction (GME 450-31 EM-2G) Electric Motor Driven Skid Pump 450 GPM @ 14 Bar Coupled with UL Listed ODP Motor. Suction and Discharge Pressure Gauges, and Casing Relief Valve are included. | 16224.6333 | 59625.5275
LIFECO-UK |  | 231007200140 | LIFECO-UK-UL Listed End Suction (GME 450-31 EM-2G) Electric Motor Driven Skid Pump 450 GPM @ 14.96 Bar Coupled with UL Listed ODP Motor. Suction and Discharge Pressure Gauges, and Casing Relief Valve are included. | 16224.6333 | 59625.5275
LIFECO-UK |  | 231007200141 | LIFECO-UK-UL Listed End Suction (GME 500-25 EM-2G) Electric Motor Driven Skid Pump 500 GPM @ 5.72 Bar Coupled with UL Listed ODP Motor. Suction and Discharge Pressure Gauges, and Casing Relief Valve are included. | 10411.8103 | 38263.4027
LIFECO-UK |  | 231007200142 | LIFECO-UK-UL Listed End Suction (GME 500-25 EM-2G) Electric Motor Driven Skid Pump 500 GPM @ 6 Bar Coupled with UL Listed ODP Motor. Suction and Discharge Pressure Gauges, and Casing Relief Valve are included. | 11471.1526 | 42156.4857
LIFECO-UK |  | 231007200143 | LIFECO-UK-UL Listed End Suction (GME 500-25 EM-2G) Electric Motor Driven Skid Pump 500 GPM @ 7 Bar Coupled with UL Listed ODP Motor. Suction and Discharge Pressure Gauges, and Casing Relief Valve are included. | 11723.25 | 43082.9437
LIFECO-UK |  | 231007203461 | LIFECO-UK-UL Listed End Suction (GME 500-25 EM-2G) Electric Motor Driven Skid Pump 500 GPM @ 8 Bar Coupled with UL Listed ODP Motor. Suction and Discharge Pressure Gauges, and Casing Relief Valve are included. | 12170.3577 | 44726.0645
LIFECO-UK |  | 231007200144 | LIFECO-UK-UL Listed End Suction (GME 500-25 EM-2G) Electric Motor Driven Skid Pump 500 GPM @ 9.37 Bar Coupled with UL Listed ODP Motor. Suction and Discharge Pressure Gauges, and Casing Relief Valve are included. | 12417.9478 | 45635.958
LIFECO-UK |  | 231007203474 | LIFECO-UK-UL Listed End Suction (GME 500-31 EM-2G) Electric Motor Driven Skid Pump 500 GPM @ 10 Bar Coupled with UL Listed ODP Motor. Suction and Discharge Pressure Gauges, and Casing Relief Valve are included. | 13826.4359 | 50812.1519
LIFECO-UK |  | 231007203492 | LIFECO-UK-UL Listed End Suction (GME 500-31 EM-2G) Electric Motor Driven Skid Pump 500 GPM @ 11 Bar Coupled with UL Listed ODP Motor. Suction and Discharge Pressure Gauges, and Casing Relief Valve are included. | 13952.0301 | 51273.7108
LIFECO-UK |  | 231007203493 | LIFECO-UK-UL Listed End Suction (GME 500-31 EM-2G) Electric Motor Driven Skid Pump 500 GPM @ 12 Bar Coupled with UL Listed ODP Motor. Suction and Discharge Pressure Gauges, and Casing Relief Valve are included. | 14507.4417 | 53314.8481
LIFECO-UK |  | 231007203494 | LIFECO-UK-UL Listed End Suction (GME 500-31 EM-2G) Electric Motor Driven Skid Pump 500 GPM @ 13 Bar Coupled with UL Listed ODP Motor. Suction and Discharge Pressure Gauges, and Casing Relief Valve are included. | 16224.6333 | 59625.5275
LIFECO-UK |  | 231007200150 | LIFECO-UK-UL Listed End Suction (GME 500-31 EM-2G) Electric Motor Driven Skid Pump 500 GPM @ 14 Bar Coupled with UL Listed ODP Motor. Suction and Discharge Pressure Gauges, and Casing Relief Valve are included. | 16262.467 | 59764.5662
LIFECO-UK |  | 231007200151 | LIFECO-UK-UL Listed End Suction (GME 500-31 EM-2G)) Electric Motor Driven Skid Pump 500 GPM @ 14.96 Bar Coupled with UL Listed ODP Motor. Suction and Discharge Pressure Gauges, and Casing Relief Valve are included. | 16262.467 | 59764.5662
LIFECO-UK |  | 231007200152 | LIFECO-UK-UL Listed End Suction (GME 750-26 EM) Electric Motor Driven Skid Pump 750 GPM @ 7.03 Bar Coupled with UL Listed ODP Motor. Suction and Discharge Pressure Gauges, and Casing Relief Valve are included. | 13675.1013 | 50255.9972
LIFECO-UK |  | 231007200153 | LIFECO-UK-UL Listed End Suction (GME 750-26 EM) Electric Motor Driven Skid Pump 750 GPM @ 8 Bar Coupled with UL Listed ODP Motor. Suction and Discharge Pressure Gauges, and Casing Relief Valve are included. | 13813.4797 | 50764.5377
LIFECO-UK |  | 231007200154 | LIFECO-UK-UL Listed End Suction (GME 750-26 EM) Electric Motor Driven Skid Pump 750 GPM @ 8.76 Bar Coupled with UL Listed ODP Motor. Suction and Discharge Pressure Gauges, and Casing Relief Valve are included. | 14378.8072 | 52842.1166
LIFECO-UK |  | 231007200075 | LIFECO-UK-UL Listed End Suction (GME 750-32 EM) Electric Motor Driven Skid Pump 750 GPM @ 9 Bar Coupled with UL Listed ODP Motor. Suction and Discharge Pressure Gauges, and Casing Relief Valve are included. | 16375.9679 | 60181.6822
LIFECO-UK |  | 231007200155 | LIFECO-UK-UL Listed End Suction (GME 750-32 EM) Electric Motor Driven Skid Pump 750 GPM @ 10 Bar Coupled with UL Listed ODP Motor. Suction and Discharge Pressure Gauges, and Casing Relief Valve are included. | 16490.6538 | 60603.1526
LIFECO-UK |  | 231007200076 | LIFECO-UK-UL Listed End Suction (GME 750-32 EM) Electric Motor Driven Skid Pump 750 GPM @ 11 Bar Coupled with UL Listed ODP Motor. Suction and Discharge Pressure Gauges, and Casing Relief Valve are included. | 16541.7577 | 60790.9595
LIFECO-UK |  | 231007200157 | LIFECO-UK-UL Listed End Suction (GME 750-32 EM) Electric Motor Driven Skid Pump 750 GPM @ 12 Bar Coupled with UL Listed ODP Motor. Suction and Discharge Pressure Gauges, and Casing Relief Valve are included. | 16844.4269 | 61903.2689
LIFECO-UK |  | 231007200158 | LIFECO-UK-UL Listed End Suction (GME 750-32 EM) Electric Motor Driven Skid Pump 750 GPM @ 13 Bar Coupled with UL Listed ODP Motor. Suction and Discharge Pressure Gauges, and Casing Relief Valve are included. | 18992.1529 | 69796.1618
LIFECO-UK |  | 231007200159 | LIFECO-UK-UL Listed End Suction (GME 750-32 EM) Electric Motor Driven Skid Pump 750 GPM @ 14.28 Bar Coupled with UL Listed ODP Motor. Suction and Discharge Pressure Gauges, and Casing Relief Valve are included. | 19249.4641 | 70741.7806
LIFECO-UK |  | 231007200160 | LIFECO-UK-UL Listed End Suction (GME 1000-20 EM-2G) Electric Motor Driven Skid Pump 1000 GPM @ 4.14 Bar Coupled with UL Listed ODP Motor. Suction and Discharge Pressure Gauges, and Casing Relief Valve are included. | 11489.3519 | 42223.3683
LIFECO-UK |  | 231007200161 | LIFECO-UK-UL Listed End Suction (GME 1000-20 EM-2G) Electric Motor Driven Skid Pump 1000 GPM @ 5 Bar Coupled with UL Listed ODP Motor. Suction and Discharge Pressure Gauges, and Casing Relief Valve are included. | 12170.3577 | 44726.0645
LIFECO-UK |  | 231007200162 | LIFECO-UK-UL Listed End Suction (GME 1000-20 EM-2G) Electric Motor Driven Skid Pump 1000 GPM @ 5.38 Bar Coupled with UL Listed ODP Motor. Suction and Discharge Pressure Gauges, and Casing Relief Valve are included. | 13523.7667 | 49699.8425
LIFECO-UK |  | 231007200163 | LIFECO-UK-UL Listed End Suction (GME 1000-54 EM-2G) Electric Motor Driven Skid Pump 1000 GPM @ 8.41 Bar Coupled with UL Listed ODP Motor. Suction and Discharge Pressure Gauges, and Casing Relief Valve are included. | 15642.4513 | 57486.0085
LIFECO-UK |  | 231007200164 | LIFECO-UK-UL Listed End Suction (GME 1000-54 EM-2G) Electric Motor Driven Skid Pump 1000 GPM @ 9 Bar Coupled with UL Listed ODP Motor. Suction and Discharge Pressure Gauges, and Casing Relief Valve are included. | 15900.5 | 58434.3375
LIFECO-UK |  | 231007200165 | LIFECO-UK-UL Listed End Suction (GME 1000-54 EM-2G) Electric Motor Driven Skid Pump 1000 GPM @ 10 Bar Coupled with UL Listed ODP Motor. Suction and Discharge Pressure Gauges, and Casing Relief Valve are included. | 15900.5 | 58434.3375
LIFECO-UK |  | 231007200166 | LIFECO-UK-UL Listed End Suction (GME 1000-54 EM-2G) Electric Motor Driven Skid Pump 1000 GPM @ 11 Bar Coupled with UL Listed ODP Motor. Suction and Discharge Pressure Gauges, and Casing Relief Valve are included. | 16678.6372 | 61293.9916
LIFECO-UK |  | 231007200167 | LIFECO-UK-UL Listed End Suction (GME 1000-54 EM-2G) Electric Motor Driven Skid Pump 1000 GPM @ 12 Bar Coupled with UL Listed ODP Motor. Suction and Discharge Pressure Gauges, and Casing Relief Valve are included. | 16754.3045 | 61572.069
LIFECO-UK |  | 231007200168 | LIFECO-UK-UL Listed End Suction (GME 1000-54 EM-2G) Electric Motor Driven Skid Pump 1000 GPM @ 13 Bar Coupled with UL Listed ODP Motor. Suction and Discharge Pressure Gauges, and Casing Relief Valve are included. | 19948.0769 | 73309.1827
LIFECO-UK |  | 231007200169 | LIFECO-UK-UL Listed End Suction (GME 1000-54 EM-2G) Electric Motor Driven Skid Pump 1000 GPM @ 13.79 Bar Coupled with UL Listed ODP Motor. Suction and Discharge Pressure Gauges, and Casing Relief Valve are included. | 19948.0769 | 73309.1827

## UL Diesel End-Suction
UL Diesel End-Suction
Item of | LIFECO-UK Item Code | Supplier Item Code | Description | LIFECO-UK GP (USD) | LIFECO-UK GP (AED)
LIFECO-UK |  | 231007200170 | LIFECO-UK-UL Listed End Suction (GME 50-20 EM) Engine Driven Skid Pump 50 GPM @ 4.69 Bar Coupled with UL Listed Stallion Engine. Suction and Discharge Pressure Gauges are included. | 11972.9006 | 44000.4099
LIFECO-UK |  | 231007200171 | LIFECO-UK-UL Listed End Suction (GME 50-20 EM) Engine Driven Skid Pump 50 GPM @ 5 Bar Coupled with UL Listed Stallion Engine. Suction and Discharge Pressure Gauges are included. | 11972.9006 | 44000.4099
LIFECO-UK |  | 231003200044 | LIFECO-UK-UL Listed End Suction (GME 50-20 EM) Engine Driven Skid Pump 50 GPM @ 6 Bar Coupled with UL Listed Stallion Engine. Suction and Discharge Pressure Gauges are included. | 11972.9006 | 44000.4099
LIFECO-UK |  | 231003200054 | LIFECO-UK-UL Listed End Suction (GME 50-26 EM) Engine Driven Skid Pump 50 GPM @ 7.93 Bar Coupled with UL Listed Stallion Engine. Suction and Discharge Pressure Gauges are included. | 12016.4458 | 44160.4384
LIFECO-UK |  | 231007200173 | LIFECO-UK-UL Listed End Suction (GME 50-26 EM) Engine Driven Skid Pump 50 GPM @ 9 Bar Coupled with UL Listed Stallion Engine. Suction and Discharge Pressure Gauges are included. | 12016.4458 | 44160.4384
LIFECO-UK |  | 231003200046 | LIFECO-UK-UL Listed End Suction (GME 50-26 EM) Engine Driven Skid Pump 50 GPM @ 9.66 Bar Coupled with UL Listed Stallion Engine. Suction and Discharge Pressure Gauges are included. | 12016.4458 | 44160.4384
LIFECO-UK |  | 231007200175 | LIFECO-UK-UL Listed End Suction (GME 100-20 EM-2G) Engine Driven Skid Pump 100 GPM @ 4.96 Bar Coupled with UL Listed Stallion Engine. Suction and Discharge Pressure Gauges are included. | 12798.476 | 47034.3994
LIFECO-UK |  | 231007200176 | LIFECO-UK-UL Listed End Suction (GME 100-20 EM-2G) Engine Driven Skid Pump 100 GPM @ 6 Bar Coupled with UL Listed Stallion Engine. Suction and Discharge Pressure Gauges are included. | 12798.476 | 47034.3994
LIFECO-UK |  | 231007200177 | LIFECO-UK-UL Listed End Suction (GME 100-20 EM-2G) Engine Driven Skid Pump 100 GPM @ 6.34 Bar Coupled with UL Listed Stallion Engine. Suction and Discharge Pressure Gauges are included. | 12798.476 | 47034.3994
LIFECO-UK |  | 231007200178 | LIFECO-UK-UL Listed End Suction (GME 100-26 EM) Engine Driven Skid Pump 100 GPM @ 7.52 Bar Coupled with UL Listed Stallion Engine. Suction and Discharge Pressure Gauges are included. | 12798.476 | 47034.3994
LIFECO-UK |  | 231007200179 | LIFECO-UK-UL Listed End Suction (GME 100-26 EM) Engine Driven Skid Pump 100 GPM @ 8 Bar Coupled with UL Listed Stallion Engine. Suction and Discharge Pressure Gauges are included. | 12798.476 | 47034.3994
LIFECO-UK |  | 231007200180 | LIFECO-UK-UL Listed End Suction (GME 100-26 EM) Engine Driven Skid Pump 100 GPM @ 9 Bar Coupled with UL Listed Stallion Engine. Suction and Discharge Pressure Gauges are included. | 13840.7932 | 50864.915
LIFECO-UK |  | 231007200181 | LIFECO-UK-UL Listed End Suction (GME 100-26 EM) Engine Driven Skid Pump 100 GPM @ 9.24 Bar Coupled with UL Listed Stallion Engine. Suction and Discharge Pressure Gauges are included. | 13925.9189 | 51177.752
LIFECO-UK |  | 231007200182 | LIFECO-UK-UL Listed End Suction (GME 150-20 EM-2G) Engine Driven Skid Pump 150 GPM @ 4.89 Bar Coupled with UL Listed Stallion Engine. Suction and Discharge Pressure Gauges are included. | 12798.476 | 47034.3994
LIFECO-UK |  | 231007200183 | LIFECO-UK-UL Listed End Suction (GME 150-20 EM-2G) Engine Driven Skid Pump 150 GPM @ 5 Bar Coupled with UL Listed Stallion Engine. Suction and Discharge Pressure Gauges are included. | 12798.476 | 47034.3994
LIFECO-UK |  | 231007200184 | LIFECO-UK-UL Listed End Suction (GME 150-20 EM-2G) Engine Driven Skid Pump 150 GPM @ 6 Bar Coupled with UL Listed Stallion Engine. Suction and Discharge Pressure Gauges are included. | 13840.7932 | 50864.915
LIFECO-UK |  | 231007200185 | LIFECO-UK-UL Listed End Suction (GME 150-20 EM-2G) Engine Driven Skid Pump 150 GPM @ 6.2 Bar Coupled with UL Listed Stallion Engine. Suction and Discharge Pressure Gauges are included. | 13840.7932 | 50864.915
LIFECO-UK |  | 231007200186 | LIFECO-UK-UL Listed End Suction (GME 150-42 EH) Engine Driven Skid Pump 150 GPM @ 7.38 Bar Coupled with FM Approved Stallion Engine. Suction and Discharge Pressure Gauges are included. | 15893.2689 | 58407.7632
LIFECO-UK |  | 231007200187 | LIFECO-UK-UL Listed End Suction (GME 150-42 EH) Engine Driven Skid Pump 150 GPM @ 8 Bar Coupled with FM Approved Stallion Engine. Suction and Discharge Pressure Gauges are included. | 15968.9362 | 58685.8406
LIFECO-UK |  | 231007200188 | LIFECO-UK-UL Listed End Suction (GME 150-42 EH) Engine Driven Skid Pump 150 GPM @ 9 Bar Coupled with FM Approved Stallion Engine. Suction and Discharge Pressure Gauges are included. | 16044.6035 | 58963.918
LIFECO-UK |  | 231007200189 | LIFECO-UK-UL Listed End Suction (GME 150-42 EH) Engine Driven Skid Pump 150 GPM @ 9.31 Bar Coupled with FM Approved Stallion Engine. Suction and Discharge Pressure Gauges are included. | 16120.2708 | 59241.9953
LIFECO-UK |  | 231007200190 | LIFECO-UK-UL Listed End Suction (GME 200-65 EM-2G) Engine Driven Skid Pump 200 GPM @ 5.65 Bar Coupled with UL Listed Stallion Engine. Suction and Discharge Pressure Gauges are included. | 13840.7932 | 50864.915
LIFECO-UK |  | 231007200191 | LIFECO-UK-UL Listed End Suction (GME 200-65 EM-2G) Engine Driven Skid Pump 200 GPM @ 6 Bar Coupled with UL Listed Stallion Engine. Suction and Discharge Pressure Gauges are included. | 15968.9362 | 58685.8406
LIFECO-UK |  | 231007200192 | LIFECO-UK-UL Listed End Suction (GME 200-65 EM-2G) Engine Driven Skid Pump 200 GPM @ 6.27 Bar Coupled with UL Listed Stallion Engine. Suction and Discharge Pressure Gauges are included. | 16044.6035 | 58963.918
LIFECO-UK |  | 231007200193 | LIFECO-UK-UL Listed End Suction (GME 200-32 EM-2G) Engine Driven Skid Pump 200 GPM @ 7 Bar Coupled with UL Listed Stallion Engine. Suction and Discharge Pressure Gauges are included. | 16801.2766 | 61744.6915
LIFECO-UK |  | 231007200194 | LIFECO-UK-UL Listed End Suction (GME 200-32 EM-2G) Engine Driven Skid Pump 200 GPM @ 8 Bar Coupled with UL Listed Stallion Engine. Suction and Discharge Pressure Gauges are included. | 16801.2766 | 61744.6915
LIFECO-UK |  | 231007200195 | LIFECO-UK-UL Listed End Suction (GME 200-32 EM-2G) Engine Driven Skid Pump 200 GPM @ 9 Bar Coupled with UL Listed Stallion Engine. Suction and Discharge Pressure Gauges are included. | 17599.6975 | 64678.8883
LIFECO-UK |  | 231007200196 | LIFECO-UK-UL Listed End Suction (GME 200-32 EM-2G) Engine Driven Skid Pump 200 GPM @ 9.59 Bar Coupled with UL Listed Stallion Engine. Suction and Discharge Pressure Gauges are included. | 17600.1587 | 64680.5831
LIFECO-UK |  | 231007200197 | LIFECO-UK-UL Listed End Suction (GME 250-32 EM-2G) Engine Driven Skid Pump 250 GPM @ 6 Bar Coupled with UL Listed Stallion Engine. Suction and Discharge Pressure Gauges are included. | 16801.2766 | 61744.6915
LIFECO-UK |  | 231007200198 | LIFECO-UK-UL Listed End Suction (GME 250-32 EM-2G) Engine Driven Skid Pump 250 GPM @ 7 Bar Coupled with UL Listed Stallion Engine. Suction and Discharge Pressure Gauges are included. | 16801.2766 | 61744.6915
LIFECO-UK |  | 231007200199 | LIFECO-UK-UL Listed End Suction (GME 250-26 EM) Engine Driven Skid Pump 250 GPM @ 7.79 Bar Coupled with UL Listed Stallion Engine. Suction and Discharge Pressure Gauges are included. | 17448.824 | 64124.4283
LIFECO-UK |  | 231007200200 | LIFECO-UK-UL Listed End Suction (GME 250-26 EM) Engine Driven Skid Pump 250 GPM @ 8 Bar Coupled with UL Listed Stallion Engine. Suction and Discharge Pressure Gauges are included. | 17524.4913 | 64402.5057
LIFECO-UK |  | 231007200201 | LIFECO-UK-UL Listed End Suction (GME 250-26 EM) Engine Driven Skid Pump 250 GPM @ 9 Bar Coupled with UL Listed Stallion Engine. Suction and Discharge Pressure Gauges are included. | 17600.1587 | 64680.5831
LIFECO-UK |  | 231007200202 | LIFECO-UK-UL Listed End Suction (GME 250-26 EM) Engine Driven Skid Pump 250 GPM @ 9.24 Bar Coupled with UL Listed Stallion Engine. Suction and Discharge Pressure Gauges are included. | 17675.826 | 64958.6604
LIFECO-UK |  | 231007200203 | LIFECO-UK-UL Listed End Suction (GME 300-65 EM-2G) Engine Driven Skid Pump 300 GPM @ 5.17 Bar Coupled with UL Listed Stallion Engine. Suction and Discharge Pressure Gauges are included. | 16710.3475 | 61410.5271
LIFECO-UK |  | 231007200204 | LIFECO-UK-UL Listed End Suction (GME 300-65 EM-2G) Engine Driven Skid Pump 300 GPM @ 6 Bar Coupled with UL Listed Stallion Engine. Suction and Discharge Pressure Gauges are included. | 16710.3475 | 61410.5271
LIFECO-UK |  | 231003200052 | LIFECO-UK-UL Listed End Suction (GME 300-26 EM) Engine Driven Skid Pump 300 GPM @ 7.59 Bar Coupled with UL Listed Stallion Engine. Suction and Discharge Pressure Gauges are included. | 16710.3111 | 61410.3933
LIFECO-UK |  | 231007200206 | LIFECO-UK-UL Listed End Suction (GME 300-26 EM) Engine Driven Skid Pump 300 GPM @ 8 Bar Coupled with UL Listed Stallion Engine. Suction and Discharge Pressure Gauges are included. | 16729.9846 | 61482.6935
LIFECO-UK |  | 231007200207 | LIFECO-UK-UL Listed End Suction (GME 300-26 EM) Engine Driven Skid Pump 300 GPM @ 9.1 Bar Coupled with UL Listed Stallion Engine. Suction and Discharge Pressure Gauges are included. | 17751.4933 | 65236.7378
LIFECO-UK |  | 231007200208 | LIFECO-UK-UL Listed End Suction (GME 400-42 EM-2G) Engine Driven Skid Pump 400 GPM @ 5.45 Bar Coupled with UL Listed Stallion Engine. Suction and Discharge Pressure Gauges are included. | 17600.1587 | 64680.5831
LIFECO-UK |  | 231007200209 | LIFECO-UK-UL Listed End Suction (GME 400-42 EM-2G) Engine Driven Skid Pump 400 GPM @ 6 Bar Coupled with UL Listed Stallion Engine. Suction and Discharge Pressure Gauges are included. | 17600.1587 | 64680.5831
LIFECO-UK |  | 231007200210 | LIFECO-UK-UL Listed End Suction (GME 400-42 EM-2G) Engine Driven Skid Pump 400 GPM @ 7 Bar Coupled with UL Listed Stallion Engine. Suction and Discharge Pressure Gauges are included. | 17902.8279 | 65792.8925
LIFECO-UK |  | 231007200211 | LIFECO-UK-UL Listed End Suction (GME 400-42 EM-2G) Engine Driven Skid Pump 400 GPM @ 8 Bar Coupled with UL Listed Stallion Engine. Suction and Discharge Pressure Gauges are included. | 17978.4952 | 66070.9698
LIFECO-UK |  | 231007200212 | LIFECO-UK-UL Listed End Suction (GME 400-42 EM-2G) Engine Driven Skid Pump 400 GPM @ 9 Bar Coupled with UL Listed Stallion Engine. Suction and Discharge Pressure Gauges are included. | 18698.9848 | 68718.7692
LIFECO-UK |  | 231007200213 | LIFECO-UK-UL Listed End Suction (GME 400-42 EM-2G) Engine Driven Skid Pump 400 GPM @ 9.72 Bar Coupled with UL Listed Stallion Engine. Suction and Discharge Pressure Gauges are included. | 18698.9848 | 68718.7692
LIFECO-UK |  | 231007200214 | LIFECO-UK-UL Listed End Suction (GME 400-31 EM-2G) Engine Driven Skid Pump 400 GPM @ 10 Bar Coupled with UL Listed Stallion Engine. Suction and Discharge Pressure Gauges are included. | 22233.75 | 81709.0312
LIFECO-UK |  | 231003200093 | LIFECO-UK-UL Listed End Suction (GME 400-31 EM-2G) Engine Driven Skid Pump 400 GPM @ 11 Bar Coupled with UL Listed Stallion Engine. Suction and Discharge Pressure Gauges are included. | 24997.8244 | 91867.0045
LIFECO-UK |  | 231003200094 | LIFECO-UK-UL Listed End Suction (GME 400-31 EM-2G) Engine Driven Skid Pump 400 GPM @ 12 Bar Coupled with UL Listed Stallion Engine. Suction and Discharge Pressure Gauges are included. | 25073.4917 | 92145.0819
LIFECO-UK |  | 231003200095 | LIFECO-UK-UL Listed End Suction (GME 400-31 EM-2G) Engine Driven Skid Pump 400 GPM @ 13 Bar Coupled with UL Listed Stallion Engine. Suction and Discharge Pressure Gauges are included. | 25149.159 | 92423.1592
LIFECO-UK |  | 231007200219 | LIFECO-UK-UL Listed End Suction (GME 400-31 EM-2G) Engine Driven Skid Pump 400 GPM @ 14 Bar Coupled with UL Listed Stallion Engine. Suction and Discharge Pressure Gauges are included. | 25224.8263 | 92701.2366
LIFECO-UK |  | 231007200220 | LIFECO-UK-UL Listed End Suction (GME 400-31 EM-2G) Engine Driven Skid Pump 400 GPM @ 15.03 Bar Coupled with UL Listed Stallion Engine. Suction and Discharge Pressure Gauges are included. | 25224.8263 | 92701.2366
LIFECO-UK |  | 231007200221 | LIFECO-UK-UL Listed End Suction (GME 450-42 EM-2G) Engine Driven Skid Pump 450 GPM @ 5.38 Bar Coupled with UL Listed Stallion Engine. Suction and Discharge Pressure Gauges are included. | 17600.1587 | 64680.5831
LIFECO-UK |  | 231007200222 | LIFECO-UK-UL Listed End Suction (GME 450-42 EM-2G) Engine Driven Skid Pump 450 GPM @ 6 Bar Coupled with UL Listed Stallion Engine. Suction and Discharge Pressure Gauges are included. | 17600.1587 | 64680.5831
LIFECO-UK |  | 231007200223 | LIFECO-UK-UL Listed End Suction (GME 450-42 EM-2G) Engine Driven Skid Pump 450 GPM @ 7 Bar Coupled with UL Listed Stallion Engine. Suction and Discharge Pressure Gauges are included. | 18054.1625 | 66349.0472
LIFECO-UK |  | 231007200224 | LIFECO-UK-UL Listed End Suction (GME 450-42 EM-2G) Engine Driven Skid Pump 450 GPM @ 8 Bar Coupled with UL Listed Stallion Engine. Suction and Discharge Pressure Gauges are included. | 18129.8298 | 66627.1245
LIFECO-UK |  | 231007200225 | LIFECO-UK-UL Listed End Suction (GME 450-42 EM-2G) Engine Driven Skid Pump 450 GPM @ 9 Bar Coupled with UL Listed Stallion Engine. Suction and Discharge Pressure Gauges are included. | 18810.8356 | 69129.8207
LIFECO-UK |  | 231007200226 | LIFECO-UK-UL Listed End Suction (GME 450-42 EM-2G) Engine Driven Skid Pump 450 GPM @ 9.45 Bar Coupled with UL Listed Stallion Engine. Suction and Discharge Pressure Gauges are included. | 18810.8356 | 69129.8207
LIFECO-UK |  | 231003200096 | LIFECO-UK-UL Listed End Suction (GME 450-31 EM-2G) Engine Driven Skid Pump 450 GPM @ 10 Bar Coupled with UL Listed Stallion Engine. Suction and Discharge Pressure Gauges are included. | 22233.75 | 81709.0312
LIFECO-UK |  | 231003200097 | LIFECO-UK-UL Listed End Suction (GME 450-31 EM-2G) Engine Driven Skid Pump 450 GPM @ 11 Bar Coupled with UL Listed Stallion Engine. Suction and Discharge Pressure Gauges are included. | 25073.4917 | 92145.0819
LIFECO-UK |  | 231003200098 | LIFECO-UK-UL Listed End Suction (GME 450-31 EM-2G) Engine Driven Skid Pump 450 GPM @ 12 Bar Coupled with UL Listed Stallion Engine. Suction and Discharge Pressure Gauges are included. | 25149.159 | 92423.1592
LIFECO-UK |  | 231003200099 | LIFECO-UK-UL Listed End Suction (GME 450-31 EM-2G) Engine Driven Skid Pump 450 GPM @ 13 Bar Coupled with UL Listed Stallion Engine. Suction and Discharge Pressure Gauges are included. | 25224.8263 | 92701.2366
LIFECO-UK |  | 231007200232 | LIFECO-UK-UL Listed End Suction (GME 450-31 EM-2G) Engine Driven Skid Pump 450 GPM @ 14 Bar Coupled with UL Listed Stallion Engine. Suction and Discharge Pressure Gauges are included. | 25981.9472 | 95483.6558
LIFECO-UK |  | 231007200233 | LIFECO-UK-UL Listed End Suction (GME 450-31 EM-2G) Engine Driven Skid Pump 450 GPM @ 14.96 Bar Coupled with UL Listed Stallion Engine. Suction and Discharge Pressure Gauges are included. | 25981.9472 | 95483.6558
LIFECO-UK |  | 231007200234 | LIFECO-UK-UL Listed End Suction (GME 500-25 EM-2G) Engine Driven Skid Pump 500 GPM @ 5.72 Bar Coupled with UL Listed Stallion Engine. Suction and Discharge Pressure Gauges are included. | 17600.1587 | 64680.5831
LIFECO-UK |  | 231007200235 | LIFECO-UK-UL Listed End Suction (GME 500-25 EM-2G) Engine Driven Skid Pump 500 GPM @ 6 Bar Coupled with UL Listed Stallion Engine. Suction and Discharge Pressure Gauges are included. | 18205.4971 | 66905.2019
LIFECO-UK |  | 231007200236 | LIFECO-UK-UL Listed End Suction (GME 500-25 EM-2G) Engine Driven Skid Pump 500 GPM @ 7 Bar Coupled with UL Listed Stallion Engine. Suction and Discharge Pressure Gauges are included. | 18205.4971 | 66905.2019
LIFECO-UK |  | 231007200237 | LIFECO-UK-UL Listed End Suction (GME 500-25 EM-2G) Engine Driven Skid Pump 500 GPM @ 8 Bar Coupled with UL Listed Stallion Engine. Suction and Discharge Pressure Gauges are included. | 18735.1683 | 68851.7434
LIFECO-UK |  | 231007200238 | LIFECO-UK-UL Listed End Suction (GME 500-25 EM-2G) Engine Driven Skid Pump 500 GPM @ 9.37 Bar Coupled with UL Listed Stallion Engine. Suction and Discharge Pressure Gauges are included. | 18810.8356 | 69129.8207
LIFECO-UK |  | 231003200100 | LIFECO-UK-UL Listed End Suction (GME 500-31 EM-2G) Engine Driven Skid Pump 500 GPM @ 10 Bar Coupled with UL Listed Stallion Engine. Suction and Discharge Pressure Gauges are included. | 22233.75 | 81709.0312
LIFECO-UK |  | 231003200101 | LIFECO-UK-UL Listed End Suction (GME 500-31 EM-2G) Engine Driven Skid Pump 500 GPM @ 11 Bar Coupled with UL Listed Stallion Engine. Suction and Discharge Pressure Gauges are included. | 25073.4917 | 92145.0819
LIFECO-UK |  | 231003200102 | LIFECO-UK-UL Listed End Suction (GME 500-31 EM-2G) Engine Driven Skid Pump 500 GPM @ 12 Bar Coupled with UL Listed Stallion Engine. Suction and Discharge Pressure Gauges are included. | 25155.0427 | 92444.7818
LIFECO-UK |  | 231003200103 | LIFECO-UK-UL Listed End Suction (GME 500-31 EM-2G) Engine Driven Skid Pump 500 GPM @ 13 Bar Coupled with UL Listed Stallion Engine. Suction and Discharge Pressure Gauges are included. | 25905.8321 | 95203.9328
LIFECO-UK |  | 231007200244 | LIFECO-UK-UL Listed End Suction (GME 500-31 EM-2G) Engine Driven Skid Pump 500 GPM @ 14 Bar Coupled with UL Listed Stallion Engine. Suction and Discharge Pressure Gauges are included. | 25981.9472 | 95483.6558
LIFECO-UK |  | 231007200245 | LIFECO-UK-UL Listed End Suction (GME 500-31 EM-2G) Engine Driven Skid Pump 500 GPM @ 14.96 Bar Coupled with UL Listed Stallion Engine. Suction and Discharge Pressure Gauges are included. | 27873.1821 | 102433.944
LIFECO-UK |  | 231007200246 | LIFECO-UK-UL Listed End Suction (GME 750-26 EM) Engine Driven Skid Pump 750 GPM @ 7.03 Bar Coupled with UL Listed Stallion Engine. Suction and Discharge Pressure Gauges are included. | 22879.1397 | 84080.8386
LIFECO-UK |  | 231007200247 | LIFECO-UK-UL Listed End Suction (GME 750-26 EM) Engine Driven Skid Pump 750 GPM @ 8 Bar Coupled with UL Listed Stallion Engine. Suction and Discharge Pressure Gauges are included. | 23333.1436 | 85749.3027
LIFECO-UK |  | 231007200248 | LIFECO-UK-UL Listed End Suction (GME 750-26 EM) Engine Driven Skid Pump 750 GPM @ 8.76 Bar Coupled with UL Listed Stallion Engine. Suction and Discharge Pressure Gauges are included. | 23635.8128 | 86861.6121
LIFECO-UK |  | 231003200055 | LIFECO-UK-UL Listed End Suction (GME 750-32 EM) Engine Driven Skid Pump 750 GPM @ 9 Bar Coupled with UL Listed Stallion Engine. Suction and Discharge Pressure Gauges are included. | 24241.1513 | 89086.231
LIFECO-UK |  | 231007200249 | LIFECO-UK-UL Listed End Suction (GME 750-32 EM) Engine Driven Skid Pump 750 GPM @ 10 Bar Coupled with UL Listed Stallion Engine. Suction and Discharge Pressure Gauges are included. | 25451.8282 | 93535.4687
LIFECO-UK |  | 231003200056 | LIFECO-UK-UL Listed End Suction (GME 750-32 EM) Engine Driven Skid Pump 750 GPM @ 11 Bar Coupled with UL Listed Stallion Engine. Suction and Discharge Pressure Gauges are included. | 29235.1936 | 107439.3364
LIFECO-UK |  | 126064200077 | LIFECO-UK-UL Listed End Suction (GME 750-32 EM) Engine Driven Skid Pump 750 GPM @ 12 Bar Coupled with UL/FM Listed Stallion Engine. Suction and Discharge Pressure Gauges are included. | 30789.5923 | 113151.7517
LIFECO-UK |  | 231007200252 | LIFECO-UK-UL Listed End Suction (GME 750-32 EM) Engine Driven Skid Pump 750 GPM @ 13 Bar Coupled with UL Listed Stallion Engine. Suction and Discharge Pressure Gauges are included. | 32962.545 | 121137.3529
LIFECO-UK |  | 231007200253 | LIFECO-UK-UL Listed End Suction (GME 750-32 EM) Engine Driven Skid Pump 750 GPM @ 14.28 Bar Coupled with UL Listed Stallion Engine. Suction and Discharge Pressure Gauges are included. | 32962.545 | 121137.3529
LIFECO-UK |  | 231007200254 | LIFECO-UK-UL Listed End Suction (GME 1000-20 EM-2G) Engine Driven Skid Pump 1000 GPM @ 4.14 Bar Coupled with UL Listed Stallion Engine. Suction and Discharge Pressure Gauges are included. | 17902.8279 | 65792.8925
LIFECO-UK |  | 231007200255 | LIFECO-UK-UL Listed End Suction (GME 1000-20 EM-2G) Engine Driven Skid Pump 1000 GPM @ 5 Bar Coupled with UL Listed Stallion Engine. Suction and Discharge Pressure Gauges are included. | 18810.8356 | 69129.8207
LIFECO-UK |  | 231007200256 | LIFECO-UK-UL Listed End Suction (GME 1000-20 EM-2G) Engine Driven Skid Pump 1000 GPM @ 5.38 Bar Coupled with UL Listed Stallion Engine. Suction and Discharge Pressure Gauges are included. | 23787.1474 | 87417.7668
LIFECO-UK |  | 231007200257 | LIFECO-UK-UL Listed End Suction (GME 1000-54 EM-2G) Engine Driven Skid Pump 1000 GPM @ 8.41 Bar Coupled with UL Listed Stallion Engine. Suction and Discharge Pressure Gauges are included. | 25603.1628 | 94091.6234
LIFECO-UK |  | 231007200258 | LIFECO-UK-UL Listed End Suction (GME 1000-54 EM-2G) Engine Driven Skid Pump 1000 GPM @ 9 Bar Coupled with UL Listed Stallion Engine. Suction and Discharge Pressure Gauges are included. | 26026.8997 | 95648.8566
LIFECO-UK |  | 231007200259 | LIFECO-UK-UL Listed End Suction (GME 1000-54 EM-2G) Engine Driven Skid Pump 1000 GPM @ 10 Bar Coupled with UL Listed Stallion Engine. Suction and Discharge Pressure Gauges are included. | 26057.1667 | 95760.0875
LIFECO-UK |  | 231007200260 | LIFECO-UK-UL Listed End Suction (GME 1000-54 EM-2G) Engine Driven Skid Pump 1000 GPM @ 11 Bar Coupled with UL/FM Listed Stallion Engine. Suction and Discharge Pressure Gauges are included. | 29124.9115 | 107034.0499
LIFECO-UK |  | 231007200261 | LIFECO-UK-UL Listed End Suction (GME 1000-54 EM-2G) Engine Driven Skid Pump 1000 GPM @ 12 Bar Coupled with UL Listed Stallion Engine. Suction and Discharge Pressure Gauges are included. | 32557.5321 | 119648.9303
LIFECO-UK |  | 231007200262 | LIFECO-UK-UL Listed End Suction (GME 1000-54 EM-2G) Engine Driven Skid Pump 1000 GPM @ 13 Bar Coupled with UL Listed Stallion Engine. Suction and Discharge Pressure Gauges are included. | 32557.5321 | 119648.9303
LIFECO-UK |  | 231007200263 | LIFECO-UK-UL Listed End Suction (GME 1000-54 EM-2G) Engine Driven Skid Pump 1000 GPM @ 13.79 Bar Coupled with UL Listed Stallion Engine. Suction and Discharge Pressure Gauges are included. | 33895.5128 | 124566.0096

## UL Electric End-Suction 60Hz
UL Electric End-Suction 60Hz
Item of | LIFECO-UK Item Code | Supplier Item Code | Description | LIFECO-UK GP (USD) | LIFECO-UK GP (AED)
LIFECO-UK |  | 231007200442 | LIFECO-UK-UL Listed End Suction (GME 50-20 EH) Electric Motor Driven Skid Pump 50 GPM @ 6.97 Bar 3500RPM Coupled with UL Listed ODP Motor. Suction and Discharge Pressure Gauges, and Casing Relief Valve are included. | 3932.8526 | 14453.2332
LIFECO-UK |  | 231007200443 | LIFECO-UK-UL Listed End Suction (GME 50-20 EH) Electric Motor Driven Skid Pump 50 GPM @ 7.03 Bar 3500RPM Coupled with UL Listed ODP Motor. Suction and Discharge Pressure Gauges, and Casing Relief Valve are included. | 3932.8526 | 14453.2332
LIFECO-UK |  | 231007200444 | LIFECO-UK-UL Listed End Suction (GME 50-20 EH) Electric Motor Driven Skid Pump 50 GPM @ 7.5 Bar 3500RPM Coupled with UL Listed ODP Motor. Suction and Discharge Pressure Gauges, and Casing Relief Valve are included. | 3932.8526 | 14453.2332
LIFECO-UK |  | 231007200445 | LIFECO-UK-UL Listed End Suction (GME 50-20 EH) Electric Motor Driven Skid Pump 50 GPM @ 8 Bar 3500RPM Coupled with UL Listed ODP Motor. Suction and Discharge Pressure Gauges, and Casing Relief Valve are included. | 3932.8526 | 14453.2332
LIFECO-UK |  | 231007200446 | LIFECO-UK-UL Listed End Suction (GME 50-20 EH) Electric Motor Driven Skid Pump 50 GPM @ 8.9 Bar 3500RPM Coupled with UL Listed ODP Motor. Suction and Discharge Pressure Gauges, and Casing Relief Valve are included. | 3932.8526 | 14453.2332
LIFECO-UK |  | 231007200447 | LIFECO-UK-UL Listed End Suction (GME 100-50 EH) Electric Motor Driven Skid Pump 100 GPM @ 7.17 Bar 3500RPM Coupled with UL Listed ODP Motor. Suction and Discharge Pressure Gauges, and Casing Relief Valve are included. | 4187.4744 | 15388.9683
LIFECO-UK |  | 231007200448 | LIFECO-UK-UL Listed End Suction (GME 100-50 EH) Electric Motor Driven Skid Pump 100 GPM @ 8 Bar 3500RPM Coupled with UL Listed ODP Motor. Suction and Discharge Pressure Gauges, and Casing Relief Valve are included. | 4864.4508 | 17876.8565
LIFECO-UK |  | 231007200449 | LIFECO-UK-UL Listed End Suction (GME 100-50 EH) Electric Motor Driven Skid Pump 100 GPM @ 8.83 Bar 3500RPM Coupled with UL Listed ODP Motor. Suction and Discharge Pressure Gauges, and Casing Relief Valve are included. | 4864.4508 | 17876.8565
LIFECO-UK |  | 231007200450 | LIFECO-UK-UL Listed End Suction (GME 100-26 EH) Electric Motor Driven Skid Pump 100 GPM @ 10.97 Bar 3500RPM Coupled with UL Listed ODP Motor. Suction and Discharge Pressure Gauges, and Casing Relief Valve are included. | 6964.3286 | 25593.9076
LIFECO-UK |  | 231007200451 | LIFECO-UK-UL Listed End Suction (GME 100-26 EH) Electric Motor Driven Skid Pump 100 GPM @ 12 Bar 3500RPM Coupled with UL Listed ODP Motor. Suction and Discharge Pressure Gauges, and Casing Relief Valve are included. | 6964.3286 | 25593.9076
LIFECO-UK |  | 231007200452 | LIFECO-UK-UL Listed End Suction (GME 100-26 EH) Electric Motor Driven Skid Pump 100 GPM @ 13 Bar 3500RPM Coupled with UL Listed ODP Motor. Suction and Discharge Pressure Gauges, and Casing Relief Valve are included. | 8075.6648 | 29678.0681
LIFECO-UK |  | 231007200453 | LIFECO-UK-UL Listed End Suction (GME 100-26 EH) Electric Motor Driven Skid Pump 100 GPM @ 13.45 Bar 3500RPM Coupled with UL Listed ODP Motor. Suction and Discharge Pressure Gauges, and Casing Relief Valve are included. | 8075.6648 | 29678.0681
LIFECO-UK |  | 231007200454 | LIFECO-UK-UL Listed End Suction (GME 150-20 EHA) Electric Motor Driven Skid Pump 150 GPM @ 7.03 Bar 3500RPM Coupled with UL Listed ODP Motor. Suction and Discharge Pressure Gauges, and Casing Relief Valve are included. | 6825.7781 | 25084.7346
LIFECO-UK |  | 231007200455 | LIFECO-UK-UL Listed End Suction (GME 150-20 EHA) Electric Motor Driven Skid Pump 150 GPM @ 7.5 Bar 3500RPM Coupled with UL Listed ODP Motor. Suction and Discharge Pressure Gauges, and Casing Relief Valve are included. | 6825.7781 | 25084.7346
LIFECO-UK |  | 231007200456 | LIFECO-UK-UL Listed End Suction (GME 150-20 EHA) Electric Motor Driven Skid Pump 150 GPM @ 8 Bar 3500RPM Coupled with UL Listed ODP Motor. Suction and Discharge Pressure Gauges, and Casing Relief Valve are included. | 6964.3286 | 25593.9076
LIFECO-UK |  | 231007200457 | LIFECO-UK-UL Listed End Suction (GME 150-20 EHA) Electric Motor Driven Skid Pump 150 GPM @ 8.69 Bar 3500RPM Coupled with UL Listed ODP Motor. Suction and Discharge Pressure Gauges, and Casing Relief Valve are included. | 6964.3286 | 25593.9076
LIFECO-UK |  | 231007200458 | LIFECO-UK-UL Listed End Suction (GME 150-26 EH) Electric Motor Driven Skid Pump 150 GPM @ 10.76 Bar 3500RPM Coupled with UL Listed ODP Motor. Suction and Discharge Pressure Gauges, and Casing Relief Valve are included. | 9344.9012 | 34342.512
LIFECO-UK |  | 231007200459 | LIFECO-UK-UL Listed End Suction (GME 150-26 EH) Electric Motor Driven Skid Pump 150 GPM @ 11 Bar 3500RPM Coupled with UL Listed ODP Motor. Suction and Discharge Pressure Gauges, and Casing Relief Valve are included. | 9344.9012 | 34342.512
LIFECO-UK |  | 231007200460 | LIFECO-UK-UL Listed End Suction (GME 150-26 EH) Electric Motor Driven Skid Pump 150 GPM @ 12 Bar 3500RPM Coupled with UL Listed ODP Motor. Suction and Discharge Pressure Gauges, and Casing Relief Valve are included. | 11750.1198 | 43181.6901
LIFECO-UK |  | 231007200461 | LIFECO-UK-UL Listed End Suction (GME 150-26 EH) Electric Motor Driven Skid Pump 150 GPM @ 13.17 Bar 3500RPM Coupled with UL Listed ODP Motor. Suction and Discharge Pressure Gauges, and Casing Relief Valve are included. | 11750.1198 | 43181.6901
LIFECO-UK |  | 231007200462 | LIFECO-UK-UL Listed End Suction (GME 200-20 EHA) Electric Motor Driven Skid Pump 200 GPM @ 6.62 Bar 3500RPM Coupled with UL Listed ODP Motor. Suction and Discharge Pressure Gauges, and Casing Relief Valve are included. | 6964.3286 | 25593.9076
LIFECO-UK |  | 231007200463 | LIFECO-UK-UL Listed End Suction (GME 200-20 EHA) Electric Motor Driven Skid Pump 200 GPM @ 7 Bar 3500RPM Coupled with UL Listed ODP Motor. Suction and Discharge Pressure Gauges, and Casing Relief Valve are included. | 7373.0112 | 27095.8161
LIFECO-UK |  | 231007200464 | LIFECO-UK-UL Listed End Suction (GME 200-20 EHA) Electric Motor Driven Skid Pump 200 GPM @ 8 Bar 3500RPM Coupled with UL Listed ODP Motor. Suction and Discharge Pressure Gauges, and Casing Relief Valve are included. | 7373.0112 | 27095.8161
LIFECO-UK |  | 231007200465 | LIFECO-UK-UL Listed End Suction (GME 200-20 EHA) Electric Motor Driven Skid Pump 200 GPM @ 8.28 Bar 3500RPM Coupled with UL Listed ODP Motor. Suction and Discharge Pressure Gauges, and Casing Relief Valve are included. | 8075.6648 | 29678.0681
LIFECO-UK |  | 231007200466 | LIFECO-UK-UL Listed End Suction (GME 250-20 EH) Electric Motor Driven Skid Pump 250 GPM @ 7.1 Bar 3500RPM Coupled with UL Listed ODP Motor. Suction and Discharge Pressure Gauges, and Casing Relief Valve are included. | 7990.4564 | 29364.9273
LIFECO-UK |  | 231007200467 | LIFECO-UK-UL Listed End Suction (GME 250-20 EH) Electric Motor Driven Skid Pump 250 GPM @ 8 Bar 3500RPM Coupled with UL Listed ODP Motor. Suction and Discharge Pressure Gauges, and Casing Relief Valve are included. | 8072.7325 | 29667.292
LIFECO-UK |  | 231007200468 | LIFECO-UK-UL Listed End Suction (GME 250-20 EH) Electric Motor Driven Skid Pump 250 GPM @ 8.55 Bar 3500RPM Coupled with UL Listed ODP Motor. Suction and Discharge Pressure Gauges, and Casing Relief Valve are included. | 9201.1333 | 33814.165
LIFECO-UK |  | 231007200469 | LIFECO-UK-UL Listed End Suction (GME 300-20 EH) Electric Motor Driven Skid Pump 300 GPM @ 6.97 Bar 3500RPM Coupled with UL Listed ODP Motor. Suction and Discharge Pressure Gauges, and Casing Relief Valve are included. | 7990.4564 | 29364.9273
LIFECO-UK |  | 231007200470 | LIFECO-UK-UL Listed End Suction (GME 300-20 EH) Electric Motor Driven Skid Pump 300 GPM @ 7.5 Bar 3500RPM Coupled with UL Listed ODP Motor. Suction and Discharge Pressure Gauges, and Casing Relief Valve are included. | 8066.1237 | 29643.0047
LIFECO-UK |  | 231007200064 | LIFECO-UK-UL Listed End Suction (GME 300-20 EH) Electric Motor Driven Skid Pump 300 GPM @ 8 Bar 3500RPM Coupled with UL Listed ODP Motor. Suction and Discharge Pressure Gauges, and Casing Relief Valve are included. | 9201.1333 | 33814.165
LIFECO-UK |  | 231007200472 | LIFECO-UK-UL Listed End Suction (GME 300-20 EH) Electric Motor Driven Skid Pump 300 GPM @ 8.48 Bar 3500RPM Coupled with UL Listed ODP Motor. Suction and Discharge Pressure Gauges, and Casing Relief Valve are included. | 9473.5356 | 34815.2435
LIFECO-UK |  | 231007200473 | LIFECO-UK-UL Listed End Suction (GME 400-80 EH) Electric Motor Driven Skid Pump 400 GPM @ 7.24 Bar 3500RPM Coupled with UL Listed ODP Motor. Suction and Discharge Pressure Gauges, and Casing Relief Valve are included. | 9573.3296 | 35181.9863
LIFECO-UK |  | 231007200474 | LIFECO-UK-UL Listed End Suction (GME 400-80 EH) Electric Motor Driven Skid Pump 400 GPM @ 7.93 Bar 3500RPM Coupled with UL Listed ODP Motor. Suction and Discharge Pressure Gauges, and Casing Relief Valve are included. | 11750.1198 | 43181.6901
LIFECO-UK |  | 231007200475 | LIFECO-UK-UL Listed End Suction (GME 400-80 EH) Electric Motor Driven Skid Pump 400 GPM @ 8 Bar 3500RPM Coupled with UL Listed ODP Motor. Suction and Discharge Pressure Gauges, and Casing Relief Valve are included. | 11750.1198 | 43181.6901
LIFECO-UK |  | 231007200476 | LIFECO-UK-UL Listed End Suction (GME 400-80 EH) Electric Motor Driven Skid Pump 400 GPM @ 9 Bar 3500RPM Coupled with UL Listed ODP Motor. Suction and Discharge Pressure Gauges, and Casing Relief Valve are included. | 12266.202 | 45078.2923
LIFECO-UK |  | 231007200477 | LIFECO-UK-UL Listed End Suction (GME 400-80 EH) Electric Motor Driven Skid Pump 400 GPM @ 10 Bar 3500RPM Coupled with UL Listed ODP Motor. Suction and Discharge Pressure Gauges, and Casing Relief Valve are included. | 12266.202 | 45078.2923
LIFECO-UK |  | 231007200478 | LIFECO-UK-UL Listed End Suction (GME 400-80 EH) Electric Motor Driven Skid Pump 400 GPM @ 11 Bar 3500RPM Coupled with UL Listed ODP Motor. Suction and Discharge Pressure Gauges, and Casing Relief Valve are included. | 13770.2284 | 50605.5895
LIFECO-UK |  | 231007200479 | LIFECO-UK-UL Listed End Suction (GME 400-80 EH) Electric Motor Driven Skid Pump 400 GPM @ 12 Bar 3500RPM Coupled with UL Listed ODP Motor. Suction and Discharge Pressure Gauges, and Casing Relief Valve are included. | 13992.904 | 51423.9221
LIFECO-UK |  | 231007200480 | LIFECO-UK-UL Listed End Suction (GME 400-80 EH) Electric Motor Driven Skid Pump 400 GPM @ 13.31 Bar 3500RPM Coupled with UL Listed ODP Motor. Suction and Discharge Pressure Gauges, and Casing Relief Valve are included. | 13992.904 | 51423.9221
LIFECO-UK |  | 231007200481 | LIFECO-UK-UL Listed End Suction (GME 450-80 EH) Electric Motor Driven Skid Pump 450 GPM @ 7.03 Bar 3500RPM Coupled with UL Listed ODP Motor. Suction and Discharge Pressure Gauges, and Casing Relief Valve are included. | 11650.422 | 42815.301
LIFECO-UK |  | 231007200482 | LIFECO-UK-UL Listed End Suction (GME 450-80 EH) Electric Motor Driven Skid Pump 450 GPM @ 8 Bar 3500RPM Coupled with UL Listed ODP Motor. Suction and Discharge Pressure Gauges, and Casing Relief Valve are included. | 11716.3538 | 43057.6004
LIFECO-UK |  | 231007200483 | LIFECO-UK-UL Listed End Suction (GME 450-80 EH) Electric Motor Driven Skid Pump 450 GPM @ 9 Bar 3500RPM Coupled with UL Listed ODP Motor. Suction and Discharge Pressure Gauges, and Casing Relief Valve are included. | 12381.2942 | 45501.2562
LIFECO-UK |  | 231007200484 | LIFECO-UK-UL Listed End Suction (GME 450-80 EH) Electric Motor Driven Skid Pump 450 GPM @ 10 Bar 3500RPM Coupled with UL Listed ODP Motor. Suction and Discharge Pressure Gauges, and Casing Relief Valve are included. | 13826.4359 | 50812.1519
LIFECO-UK |  | 231007200485 | LIFECO-UK-UL Listed End Suction (GME 450-80 EH) Electric Motor Driven Skid Pump 450 GPM @ 11 Bar 3500RPM Coupled with UL Listed ODP Motor. Suction and Discharge Pressure Gauges, and Casing Relief Valve are included. | 13977.7705 | 51368.3066
LIFECO-UK |  | 231007200486 | LIFECO-UK-UL Listed End Suction (GME 450-80 EH) Electric Motor Driven Skid Pump 450 GPM @ 12 Bar 3500RPM Coupled with UL Listed ODP Motor. Suction and Discharge Pressure Gauges, and Casing Relief Valve are included. | 14204.7724 | 52202.5387
LIFECO-UK |  | 231007200487 | LIFECO-UK-UL Listed End Suction (GME 450-80 EH) Electric Motor Driven Skid Pump 450 GPM @ 13.1 Bar 3500RPM Coupled with UL Listed ODP Motor. Suction and Discharge Pressure Gauges, and Casing Relief Valve are included. | 16057.4086 | 59010.9766
LIFECO-UK |  | 231007200488 | LIFECO-UK-UL Listed End Suction (GME 500-80 EH) Electric Motor Driven Skid Pump 500 GPM @ 6.83 Bar 3500RPM Coupled with UL Listed ODP Motor. Suction and Discharge Pressure Gauges, and Casing Relief Valve are included. | 11549.2582 | 42443.5239
LIFECO-UK |  | 231007200489 | LIFECO-UK-UL Listed End Suction (GME 500-80 EH) Electric Motor Driven Skid Pump 500 GPM @ 7 Bar 3500RPM Coupled with UL Listed ODP Motor. Suction and Discharge Pressure Gauges, and Casing Relief Valve are included. | 11549.2582 | 42443.5239
LIFECO-UK |  | 231007200490 | LIFECO-UK-UL Listed End Suction (GME 500-80 EH) Electric Motor Driven Skid Pump 500 GPM @ 8 Bar 3500RPM Coupled with UL Listed ODP Motor. Suction and Discharge Pressure Gauges, and Casing Relief Valve are included. | 12170.3577 | 44726.0645
LIFECO-UK |  | 231007200491 | LIFECO-UK-UL Listed End Suction (GME 500-80 EH) Electric Motor Driven Skid Pump 500 GPM @ 9 Bar 3500RPM Coupled with UL Listed ODP Motor. Suction and Discharge Pressure Gauges, and Casing Relief Valve are included. | 12417.9478 | 45635.958
LIFECO-UK |  | 231007200492 | LIFECO-UK-UL Listed End Suction (GME 500-80 EH) Electric Motor Driven Skid Pump 500 GPM @ 10 Bar 3500RPM Coupled with UL Listed ODP Motor. Suction and Discharge Pressure Gauges, and Casing Relief Valve are included. | 13826.4359 | 50812.1519
LIFECO-UK |  | 231007200493 | LIFECO-UK-UL Listed End Suction (GME 500-80 EH) Electric Motor Driven Skid Pump 500 GPM @ 11 Bar 3500RPM Coupled with UL Listed ODP Motor. Suction and Discharge Pressure Gauges, and Casing Relief Valve are included. | 13952.0301 | 51273.7108
LIFECO-UK |  | 231007200494 | LIFECO-UK-UL Listed End Suction (GME 500-80 EH) Electric Motor Driven Skid Pump 500 GPM @ 12 Bar 3500RPM Coupled with UL Listed ODP Motor. Suction and Discharge Pressure Gauges, and Casing Relief Valve are included. | 14507.4417 | 53314.8481
LIFECO-UK |  | 231007200495 | LIFECO-UK-UL Listed End Suction (GME 500-80 EH) Electric Motor Driven Skid Pump 500 GPM @ 12.97 Bar 3500RPM Coupled with UL Listed ODP Motor. Suction and Discharge Pressure Gauges, and Casing Relief Valve are included. | 16224.6333 | 59625.5275
LIFECO-UK |  | 231007200496 | LIFECO-UK-UL Listed End Suction (GME 750-20 EH-2G) Electric Motor Driven Skid Pump 750 GPM @ 6.69 Bar 3500RPM Coupled with UL Listed ODP Motor. Suction and Discharge Pressure Gauges, and Casing Relief Valve are included. | 13675.1013 | 50255.9972
LIFECO-UK |  | 231007200497 | LIFECO-UK-UL Listed End Suction (GME 750-20 EH-2G) Electric Motor Driven Skid Pump 750 GPM @ 7 Bar 3500RPM Coupled with UL Listed ODP Motor. Suction and Discharge Pressure Gauges, and Casing Relief Valve are included. | 13675.1013 | 50255.9972
LIFECO-UK |  | 231007200498 | LIFECO-UK-UL Listed End Suction (GME 750-20 EH-2G) Electric Motor Driven Skid Pump 750 GPM @ 8.27 Bar 3500RPM Coupled with UL Listed ODP Motor. Suction and Discharge Pressure Gauges, and Casing Relief Valve are included. | 16375.9679 | 60181.6822
LIFECO-UK |  | 231007200499 | LIFECO-UK-UL Listed End Suction (GME 750-20 EH-2G) Electric Motor Driven Skid Pump 750 GPM @ 8.75 Bar 3600RPM Coupled with UL Listed ODP Motor. Suction and Discharge Pressure Gauges, and Casing Relief Valve are included. | 16844.4269 | 61903.2689
LIFECO-UK |  | 231007200500 | LIFECO-UK-UL Listed End Suction (GME 750-26 EH-2G) Electric Motor Driven Skid Pump 750 GPM @ 11.51 Bar 3500RPM Coupled with UL Listed ODP Motor. Suction and Discharge Pressure Gauges, and Casing Relief Valve are included. | 19664.2628 | 72266.1659
LIFECO-UK |  | 231007200501 | LIFECO-UK-UL Listed End Suction (GME 750-26 EH-2G) Electric Motor Driven Skid Pump 750 GPM @ 12 Bar 3500RPM Coupled with UL Listed ODP Motor. Suction and Discharge Pressure Gauges, and Casing Relief Valve are included. | 19664.2628 | 72266.1659
LIFECO-UK |  | 231007200502 | LIFECO-UK-UL Listed End Suction (GME 750-26 EH-2G) Electric Motor Driven Skid Pump 750 GPM @ 13 Bar 3500RPM Coupled with UL Listed ODP Motor. Suction and Discharge Pressure Gauges, and Casing Relief Valve are included. | 19664.2628 | 72266.1659
LIFECO-UK |  | 231007200503 | LIFECO-UK-UL Listed End Suction (GME 750-26 EH-2G) Electric Motor Driven Skid Pump 750 GPM @ 13.65 Bar 3500RPM Coupled with UL Listed ODP Motor. Suction and Discharge Pressure Gauges, and Casing Relief Valve are included. | 19664.2628 | 72266.1659
LIFECO-UK |  | 231007200504 | LIFECO-UK-UL Listed End Suction (GME 750-26 EH-2G) Electric Motor Driven Skid Pump 750 GPM @ 14 Bar 3600RPM Coupled with UL Listed ODP Motor. Suction and Discharge Pressure Gauges, and Casing Relief Valve are included. | 20840.0641 | 76587.2356
LIFECO-UK |  | 231007200505 | LIFECO-UK-UL Listed End Suction (GME 750-26 EH-2G) Electric Motor Driven Skid Pump 750 GPM @ 14.48 Bar 3600RPM Coupled with UL Listed ODP Motor. Suction and Discharge Pressure Gauges, and Casing Relief Valve are included. | 20840.0641 | 76587.2356
LIFECO-UK |  | 231007200506 | LIFECO-UK-UL Listed End Suction (GME 1000-20 EH-2G) Electric Motor Driven Skid Pump 1000 GPM @ 6.34 Bar 3500RPM Coupled with UL Listed ODP Motor. Suction and Discharge Pressure Gauges, and Casing Relief Valve are included. | 13523.7667 | 49699.8425
LIFECO-UK |  | 231007200507 | LIFECO-UK-UL Listed End Suction (GME 1000-20 EH-2G) Electric Motor Driven Skid Pump 1000 GPM @ 7 Bar 3500RPM Coupled with UL Listed ODP Motor. Suction and Discharge Pressure Gauges, and Casing Relief Valve are included. | 16375.9679 | 60181.6822
LIFECO-UK |  | 231007200508 | LIFECO-UK-UL Listed End Suction (GME 1000-20 EH-2G) Electric Motor Driven Skid Pump 1000 GPM @ 8 Bar 3500RPM Coupled with UL Listed ODP Motor. Suction and Discharge Pressure Gauges, and Casing Relief Valve are included. | 16375.9679 | 60181.6822
LIFECO-UK |  | 231007200509 | LIFECO-UK-UL Listed End Suction (GME 1000-20 EH-2G) Electric Motor Driven Skid Pump 1000 GPM @ 8.48 Bar 3600RPM Coupled with UL Listed ODP Motor. Suction and Discharge Pressure Gauges, and Casing Relief Valve are included. | 16844.4269 | 61903.2689
LIFECO-UK |  | 231007200510 | LIFECO-UK-UL Listed End Suction (GME 1000-26 EH-2G) Electric Motor Driven Skid Pump 1000 GPM @ 11.31 Bar 3500RPM Coupled with UL Listed ODP Motor. Suction and Discharge Pressure Gauges, and Casing Relief Valve are included. | 19664.2628 | 72266.1659
LIFECO-UK |  | 231007200511 | LIFECO-UK-UL Listed End Suction (GME 1000-26 EH-2G) Electric Motor Driven Skid Pump 1000 GPM @ 12 Bar 3500RPM Coupled with UL Listed ODP Motor. Suction and Discharge Pressure Gauges, and Casing Relief Valve are included. | 19664.2628 | 72266.1659
LIFECO-UK |  | 231007200512 | LIFECO-UK-UL Listed End Suction (GME 1000-26 EH-2G) Electric Motor Driven Skid Pump 1000 GPM @ 13 Bar 3500RPM Coupled with UL Listed ODP Motor. Suction and Discharge Pressure Gauges, and Casing Relief Valve are included. | 20840.0641 | 76587.2356
LIFECO-UK |  | 231007200513 | LIFECO-UK-UL Listed End Suction (GME 1000-26 EH-2G) Electric Motor Driven Skid Pump 1000 GPM @ 13.51 Bar 3500RPM Coupled with UL Listed ODP Motor. Suction and Discharge Pressure Gauges, and Casing Relief Valve are included. | 20840.0641 | 76587.2356
LIFECO-UK |  | 231007200514 | LIFECO-UK-UL Listed End Suction (GME 1000-26 EH-2G) Electric Motor Driven Skid Pump 1000 GPM @ 14 Bar 3600RPM Coupled with UL Listed ODP Motor. Suction and Discharge Pressure Gauges, and Casing Relief Valve are included. | 20840.0641 | 76587.2356
LIFECO-UK |  | 231007200515 | LIFECO-UK-UL Listed End Suction (GME 1000-26 EH-2G) Electric Motor Driven Skid Pump 1000 GPM @ 14.34 Bar 3600RPM Coupled with UL Listed ODP Motor. Suction and Discharge Pressure Gauges, and Casing Relief Valve are included. | 20840.0641 | 76587.2356

## UL FM Electric End Suction 50Hz
UL/FM Electric End Suction 50Hz
Item of | LIFECO-UK Item Code | Supplier Item Code | Description | LIFECO-UK GP (USD) | LIFECO-UK GP (AED)
LIFECO-UK |  | 231007200264 | LIFECO-UK-UL/FM Approved End Suction (GME 50-20 EM) Electric Motor Driven Skid Pump 50 GPM @ 4.69 Bar Coupled with UL Listed ODP Motor. Suction and Discharge Pressure Gauges, and Casing Relief Valve are included. | 4026.1058 | 14795.9387
LIFECO-UK |  | 231007200265 | LIFECO-UK-UL/FM Approved End Suction (GME 50-20 EM) Electric Motor Driven Skid Pump 50 GPM @ 5 Bar Coupled with UL Listed ODP Motor. Suction and Discharge Pressure Gauges, and Casing Relief Valve are included. | 4026.1058 | 14795.9387
LIFECO-UK |  | 231007200266 | LIFECO-UK-UL/FM Approved End Suction (GME 50-20 EM) Electric Motor Driven Skid Pump 50 GPM @ 6 Bar Coupled with UL Listed ODP Motor. Suction and Discharge Pressure Gauges, and Casing Relief Valve are included. | 4026.1058 | 14795.9387
LIFECO-UK |  | 231007200267 | LIFECO-UK-UL/FM Approved End Suction (GME 50-26 EM) Electric Motor Driven Skid Pump 50 GPM @ 7.93 Bar Coupled with UL Listed ODP Motor. Suction and Discharge Pressure Gauges, and Casing Relief Valve are included. | 4536.9712 | 16673.369
LIFECO-UK |  | 231007200268 | LIFECO-UK-UL/FM Approved End Suction (GME 50-26 EM) Electric Motor Driven Skid Pump 50 GPM @ 9 Bar Coupled with UL Listed ODP Motor. Suction and Discharge Pressure Gauges, and Casing Relief Valve are included. | 4536.9712 | 16673.369
LIFECO-UK |  | 231007200269 | LIFECO-UK-UL/FM Approved End Suction (GME 50-26 EM) Electric Motor Driven Skid Pump 50 GPM @ 9.17 Bar Coupled with UL Listed ODP Motor. Suction and Discharge Pressure Gauges, and Casing Relief Valve are included. | 4536.9712 | 16673.369
LIFECO-UK |  | 231007200270 | LIFECO-UK-UL/FM Approved End Suction (GME 100-20 EM-2G) Electric Motor Driven Skid Pump 100 GPM @ 4.96 Bar Coupled with UL Listed ODP Motor. Suction and Discharge Pressure Gauges, and Casing Relief Valve are included. | 4596.021 | 16890.3771
LIFECO-UK |  | 231007200271 | LIFECO-UK-UL/FM Approved End Suction (GME 100-20 EM-2G) Electric Motor Driven Skid Pump 100 GPM @ 6 Bar Coupled with UL Listed ODP Motor. Suction and Discharge Pressure Gauges, and Casing Relief Valve are included. | 4596.021 | 16890.3771
LIFECO-UK |  | 231007200272 | LIFECO-UK-UL/FM Approved End Suction (GME 100-20 EM-2G) Electric Motor Driven Skid Pump 100 GPM @ 6.34 Bar Coupled with UL Listed ODP Motor. Suction and Discharge Pressure Gauges, and Casing Relief Valve are included. | 4596.021 | 16890.3771
LIFECO-UK |  | 231007200273 | LIFECO-UK-UL/FM Approved End Suction (GME 150-20 EM-2G) Electric Motor Driven Skid Pump 150 GPM @ 4.89 Bar Coupled with UL Listed ODP Motor. Suction and Discharge Pressure Gauges, and Casing Relief Valve are included. | 4596.021 | 16890.3771
LIFECO-UK |  | 231007200274 | LIFECO-UK-UL/FM Approved End Suction (GME 150-20 EM-2G) Electric Motor Driven Skid Pump 150 GPM @ 5 Bar Coupled with UL Listed ODP Motor. Suction and Discharge Pressure Gauges, and Casing Relief Valve are included. | 4596.021 | 16890.3771
LIFECO-UK |  | 231007200275 | LIFECO-UK-UL/FM Approved End Suction (GME 150-20 EM-2G) Electric Motor Driven Skid Pump 150 GPM @ 6 Bar Coupled with UL Listed ODP Motor. Suction and Discharge Pressure Gauges, and Casing Relief Valve are included. | 5272.4867 | 19376.3887
LIFECO-UK |  | 231007200276 | LIFECO-UK-UL/FM Approved End Suction (GME 150-20 EM-2G) Electric Motor Driven Skid Pump 150 GPM @ 6.2 Bar Coupled with UL Listed ODP Motor. Suction and Discharge Pressure Gauges, and Casing Relief Valve are included. | 5272.4867 | 19376.3887
LIFECO-UK |  | 231007200277 | LIFECO-UK-UL/FM Approved End Suction (GME 200-65 EM-2G) Electric Motor Driven Skid Pump 200 GPM @ 5.65 Bar Coupled with UL Listed ODP Motor. Suction and Discharge Pressure Gauges, and Casing Relief Valve are included. | 5272.4867 | 19376.3887
LIFECO-UK |  | 231007200278 | LIFECO-UK-UL/FM Approved End Suction (GME 200-65 EM-2G) Electric Motor Driven Skid Pump 200 GPM @ 6 Bar Coupled with UL Listed ODP Motor. Suction and Discharge Pressure Gauges, and Casing Relief Valve are included. | 7233.7833 | 26584.1537
LIFECO-UK |  | 231007200279 | LIFECO-UK-UL/FM Approved End Suction (GME 200-65 EM-2G) Electric Motor Driven Skid Pump 200 GPM @ 6.27 Bar Coupled with UL Listed ODP Motor. Suction and Discharge Pressure Gauges, and Casing Relief Valve are included. | 7233.38 | 26582.6715
LIFECO-UK |  | 231007200280 | LIFECO-UK-UL/FM Approved End Suction (GME 200-32 EM-2G) Electric Motor Driven Skid Pump 200 GPM @ 7 Bar Coupled with UL Listed ODP Motor. Suction and Discharge Pressure Gauges, and Casing Relief Valve are included. | 7233.7833 | 26584.1537
LIFECO-UK |  | 231007200281 | LIFECO-UK-UL/FM Approved End Suction (GME 200-32 EM-2G) Electric Motor Driven Skid Pump 200 GPM @ 8 Bar Coupled with UL Listed ODP Motor. Suction and Discharge Pressure Gauges, and Casing Relief Valve are included. | 7983.25 | 29338.4437
LIFECO-UK |  | 231007200282 | LIFECO-UK-UL/FM Approved End Suction (GME 200-32 EM-2G) Electric Motor Driven Skid Pump 200 GPM @ 9 Bar Coupled with UL Listed ODP Motor. Suction and Discharge Pressure Gauges, and Casing Relief Valve are included. | 8134.5846 | 29894.5985
LIFECO-UK |  | 231007200283 | LIFECO-UK-UL/FM Approved End Suction (GME 200-32 EM-2G) Electric Motor Driven Skid Pump 200 GPM @ 9.59 Bar Coupled with UL Listed ODP Motor. Suction and Discharge Pressure Gauges, and Casing Relief Valve are included. | 8221.0615 | 30212.4012
LIFECO-UK |  | 231007200284 | LIFECO-UK-UL/FM Approved End Suction (GME 250-32 EM-2G) Electric Motor Driven Skid Pump 250 GPM @ 6 Bar Coupled with UL Listed ODP Motor. Suction and Discharge Pressure Gauges, and Casing Relief Valve are included. | 7233.7833 | 26584.1537
LIFECO-UK |  | 231007200285 | LIFECO-UK-UL/FM Approved End Suction (GME 250-32 EM-2G) Electric Motor Driven Skid Pump 250 GPM @ 7 Bar Coupled with UL Listed ODP Motor. Suction and Discharge Pressure Gauges, and Casing Relief Valve are included. | 8134.5846 | 29894.5985
LIFECO-UK |  | 231007200286 | LIFECO-UK-UL/FM Approved End Suction (GME 250-26 EM) Electric Motor Driven Skid Pump 250 GPM @ 7.79 Bar Coupled with UL Listed ODP Motor. Suction and Discharge Pressure Gauges, and Casing Relief Valve are included. | 8134.5846 | 29894.5985
LIFECO-UK |  | 231007200287 | LIFECO-UK-UL/FM Approved End Suction (GME 250-26 EM) Electric Motor Driven Skid Pump 250 GPM @ 8 Bar Coupled with UL Listed ODP Motor. Suction and Discharge Pressure Gauges, and Casing Relief Valve are included. | 8213.8551 | 30185.9176
LIFECO-UK |  | 231007200288 | LIFECO-UK-UL/FM Approved End Suction (GME 250-26 EM) Electric Motor Driven Skid Pump 250 GPM @ 9 Bar Coupled with UL Listed ODP Motor. Suction and Discharge Pressure Gauges, and Casing Relief Valve are included. | 9345.2615 | 34343.8362
LIFECO-UK |  | 231007200289 | LIFECO-UK-UL/FM Approved End Suction (GME 250-26 EM) Electric Motor Driven Skid Pump 250 GPM @ 9.24 Bar Coupled with UL Listed ODP Motor. Suction and Discharge Pressure Gauges, and Casing Relief Valve are included. | 9381.2936 | 34476.2539
LIFECO-UK |  | 231007200290 | LIFECO-UK-UL/FM Approved End Suction (GME 300-65 EM-2G) Electric Motor Driven Skid Pump 300 GPM @ 5.24 Bar Coupled with UL Listed ODP Motor. Suction and Discharge Pressure Gauges, and Casing Relief Valve are included. | 7233.7833 | 26584.1537
LIFECO-UK |  | 231007200291 | LIFECO-UK-UL/FM Approved End Suction (GME 300-65 EM-2G) Electric Motor Driven Skid Pump 300 GPM @ 6 Bar Coupled with UL Listed ODP Motor. Suction and Discharge Pressure Gauges, and Casing Relief Valve are included. | 8134.5846 | 29894.5985
LIFECO-UK |  | 231007200292 | LIFECO-UK-UL/FM Approved End Suction (GME 300-26 EM) Electric Motor Driven Skid Pump 300 GPM @ 7.59 Bar Coupled with UL Listed ODP Motor. Suction and Discharge Pressure Gauges, and Casing Relief Valve are included. | 8509.3179 | 31271.7435
LIFECO-UK |  | 231007200293 | LIFECO-UK-UL/FM Approved End Suction (GME 300-26 EM) Electric Motor Driven Skid Pump 300 GPM @ 8 Bar Coupled with UL Listed ODP Motor. Suction and Discharge Pressure Gauges, and Casing Relief Valve are included. | 9482.1833 | 34847.0237
LIFECO-UK |  | 231007200294 | LIFECO-UK-UL/FM Approved End Suction (GME 300-26 EM) Electric Motor Driven Skid Pump 300 GPM @ 8.97 Bar Coupled with UL Listed ODP Motor. Suction and Discharge Pressure Gauges, and Casing Relief Valve are included. | 9604.6923 | 35297.2442
LIFECO-UK |  | 231007200295 | LIFECO-UK-UL/FM Approved End Suction (GME 400-42 EM-2G) Electric Motor Driven Skid Pump 400 GPM @ 5.45 Bar Coupled with UL Listed ODP Motor. Suction and Discharge Pressure Gauges, and Casing Relief Valve are included. | 9004.3983 | 33091.1639
LIFECO-UK |  | 231007200296 | LIFECO-UK-UL/FM Approved End Suction (GME 400-42 EM-2G) Electric Motor Driven Skid Pump 400 GPM @ 6 Bar Coupled with UL Listed ODP Motor. Suction and Discharge Pressure Gauges, and Casing Relief Valve are included. | 9004.3983 | 33091.1639
LIFECO-UK |  | 231007200297 | LIFECO-UK-UL/FM Approved End Suction (GME 400-42 EM-2G) Electric Motor Driven Skid Pump 400 GPM @ 7 Bar Coupled with UL Listed ODP Motor. Suction and Discharge Pressure Gauges, and Casing Relief Valve are included. | 9712.7885 | 35694.4976
LIFECO-UK |  | 231007200298 | LIFECO-UK-UL/FM Approved End Suction (GME 400-42 EM-2G) Electric Motor Driven Skid Pump 400 GPM @ 8 Bar Coupled with UL Listed ODP Motor. Suction and Discharge Pressure Gauges, and Casing Relief Valve are included. | 12407.78 | 45598.5915
LIFECO-UK |  | 231007200299 | LIFECO-UK-UL/FM Approved End Suction (GME 400-42 EM-2G) Electric Motor Driven Skid Pump 400 GPM @ 9 Bar Coupled with UL Listed ODP Motor. Suction and Discharge Pressure Gauges, and Casing Relief Valve are included. | 12408.1692 | 45600.0219
LIFECO-UK |  | 231007200300 | LIFECO-UK-UL/FM Approved End Suction (GME 400-42 EM-2G) Electric Motor Driven Skid Pump 400 GPM @ 9.72 Bar Coupled with UL Listed ODP Motor. Suction and Discharge Pressure Gauges, and Casing Relief Valve are included. | 12408.1692 | 45600.0219
LIFECO-UK |  | 231007200301 | LIFECO-UK-UL/FM Approved End Suction (GME 400-31 EM-2G) Electric Motor Driven Skid Pump 400 GPM @ 10 Bar Coupled with UL Listed ODP Motor. Suction and Discharge Pressure Gauges, and Casing Relief Valve are included. | 12408.1692 | 45600.0219
LIFECO-UK |  | 231007203495 | LIFECO-UK-UL/FM Approved End Suction (GME 400-31 EM-2G) Electric Motor Driven Skid Pump 400 GPM @ 11 Bar Coupled with UL Listed ODP Motor. Suction and Discharge Pressure Gauges, and Casing Relief Valve are included. | 13905.7064 | 51103.4711
LIFECO-UK |  | 231007203496 | LIFECO-UK-UL/FM Approved End Suction (GME 400-31 EM-2G) Electric Motor Driven Skid Pump 400 GPM @ 12 Bar Coupled with UL Listed ODP Motor. Suction and Discharge Pressure Gauges, and Casing Relief Valve are included. | 14136.3115 | 51950.9449
LIFECO-UK |  | 231007203497 | LIFECO-UK-UL/FM Approved End Suction (GME 400-31 EM-2G) Electric Motor Driven Skid Pump 400 GPM @ 13 Bar Coupled with UL Listed ODP Motor. Suction and Discharge Pressure Gauges, and Casing Relief Valve are included. | 16127.3468 | 59267.9995
LIFECO-UK |  | 231007200306 | LIFECO-UK-UL/FM Approved End Suction (GME 400-31 EM-2G) Electric Motor Driven Skid Pump 400 GPM @ 14 Bar Coupled with UL Listed ODP Motor. Suction and Discharge Pressure Gauges, and Casing Relief Valve are included. | 16192.2045 | 59506.3515
LIFECO-UK |  | 231007200307 | LIFECO-UK-UL/FM Approved End Suction (GME 400-31 EM-2G) Electric Motor Driven Skid Pump 400 GPM @ 15.03 Bar Coupled with UL Listed ODP Motor. Suction and Discharge Pressure Gauges, and Casing Relief Valve are included. | 16192.2045 | 59506.3515
LIFECO-UK |  | 231007200308 | LIFECO-UK-UL/FM Approved End Suction (GME 450-42 EM-2G) Electric Motor Driven Skid Pump 450 GPM @ 5.38 Bar Coupled with UL Listed ODP Motor. Suction and Discharge Pressure Gauges, and Casing Relief Valve are included. | 9004.3983 | 33091.1639
LIFECO-UK |  | 231007200309 | LIFECO-UK-UL/FM Approved End Suction (GME 450-42 EM-2G) Electric Motor Driven Skid Pump 450 GPM @ 6 Bar Coupled with UL Listed ODP Motor. Suction and Discharge Pressure Gauges, and Casing Relief Valve are included. | 9004.3983 | 33091.1639
LIFECO-UK |  | 231007200310 | LIFECO-UK-UL/FM Approved End Suction (GME 450-42 EM-2G) Electric Motor Driven Skid Pump 450 GPM @ 7 Bar Coupled with UL Listed ODP Motor. Suction and Discharge Pressure Gauges, and Casing Relief Valve are included. | 11860.695 | 43588.0541
LIFECO-UK |  | 231007200311 | LIFECO-UK-UL/FM Approved End Suction (GME 450-42 EM-2G) Electric Motor Driven Skid Pump 450 GPM @ 8 Bar Coupled with UL Listed ODP Motor. Suction and Discharge Pressure Gauges, and Casing Relief Valve are included. | 11860.4821 | 43587.2715
LIFECO-UK |  | 231007200312 | LIFECO-UK-UL/FM Approved End Suction (GME 450-42 EM-2G) Electric Motor Driven Skid Pump 450 GPM @ 9 Bar Coupled with UL Listed ODP Motor. Suction and Discharge Pressure Gauges, and Casing Relief Valve are included. | 12523.4718 | 46023.7588
LIFECO-UK |  | 231007200313 | LIFECO-UK-UL/FM Approved End Suction (GME 450-42 EM-2G) Electric Motor Driven Skid Pump 450 GPM @ 9.45 Bar Coupled with UL Listed ODP Motor. Suction and Discharge Pressure Gauges, and Casing Relief Valve are included. | 12523.4718 | 46023.7588
LIFECO-UK |  | 231007203498 | LIFECO-UK-UL/FM Approved End Suction (GME 450-31 EM-2G) Electric Motor Driven Skid Pump 450 GPM @ 10 Bar Coupled with UL Listed ODP Motor. Suction and Discharge Pressure Gauges, and Casing Relief Valve are included. | 13970.5641 | 51341.8231
LIFECO-UK |  | 231007203499 | LIFECO-UK-UL/FM Approved End Suction (GME 450-31 EM-2G) Electric Motor Driven Skid Pump 450 GPM @ 11 Bar Coupled with UL Listed ODP Motor. Suction and Discharge Pressure Gauges, and Casing Relief Valve are included. | 14121.8987 | 51897.9778
LIFECO-UK |  | 231007203500 | LIFECO-UK-UL/FM Approved End Suction (GME 450-31 EM-2G) Electric Motor Driven Skid Pump 450 GPM @ 12 Bar Coupled with UL Listed ODP Motor. Suction and Discharge Pressure Gauges, and Casing Relief Valve are included. | 14338.091 | 52692.4845
LIFECO-UK |  | 231007203501 | LIFECO-UK-UL/FM Approved End Suction (GME 450-31 EM-2G) Electric Motor Driven Skid Pump 450 GPM @ 13 Bar Coupled with UL Listed ODP Motor. Suction and Discharge Pressure Gauges, and Casing Relief Valve are included. | 16192.2045 | 59506.3515
LIFECO-UK |  | 231007200319 | LIFECO-UK-UL/FM Approved End Suction (GME 450-31 EM-2G) Electric Motor Driven Skid Pump 450 GPM @ 14 Bar Coupled with UL Listed ODP Motor. Suction and Discharge Pressure Gauges, and Casing Relief Valve are included. | 16365.1583 | 60141.9569
LIFECO-UK |  | 231007200320 | LIFECO-UK-UL/FM Approved End Suction (GME 450-31 EM-2G) Electric Motor Driven Skid Pump 450 GPM @ 14.96 Bar Coupled with UL Listed ODP Motor. Suction and Discharge Pressure Gauges, and Casing Relief Valve are included. | 16365.1583 | 60141.9569
LIFECO-UK |  | 231007200321 | LIFECO-UK-UL/FM Approved End Suction (GME 500-25 EM-2G) Electric Motor Driven Skid Pump 500 GPM @ 5.72 Bar Coupled with UL Listed ODP Motor. Suction and Discharge Pressure Gauges, and Casing Relief Valve are included. | 10714.4795 | 39375.7121
LIFECO-UK |  | 231007200322 | LIFECO-UK-UL/FM Approved End Suction (GME 500-25 EM-2G) Electric Motor Driven Skid Pump 500 GPM @ 6 Bar Coupled with UL Listed ODP Motor. Suction and Discharge Pressure Gauges, and Casing Relief Valve are included. | 11546.8199 | 42434.563
LIFECO-UK |  | 231007200323 | LIFECO-UK-UL/FM Approved End Suction (GME 500-25 EM-2G) Electric Motor Driven Skid Pump 500 GPM @ 7 Bar Coupled with UL Listed ODP Motor. Suction and Discharge Pressure Gauges, and Casing Relief Valve are included. | 11858 | 43578.15
LIFECO-UK |  | 231007200324 | LIFECO-UK-UL/FM Approved End Suction (GME 500-25 EM-2G) Electric Motor Driven Skid Pump 500 GPM @ 8 Bar Coupled with UL Listed ODP Motor. Suction and Discharge Pressure Gauges, and Casing Relief Valve are included. | 12307.2795 | 45229.2521
LIFECO-UK |  | 231007200325 | LIFECO-UK-UL/FM Approved End Suction (GME 500-25 EM-2G) Electric Motor Driven Skid Pump 500 GPM @ 9.37 Bar Coupled with UL Listed ODP Motor. Suction and Discharge Pressure Gauges, and Casing Relief Valve are included. | 12552.2974 | 46129.6931
LIFECO-UK |  | 231007200326 | LIFECO-UK-UL/FM Approved End Suction (GME 500-31 EM-2G) Electric Motor Driven Skid Pump 500 GPM @ 10 Bar Coupled with UL Listed ODP Motor. Suction and Discharge Pressure Gauges, and Casing Relief Valve are included. | 13970.5641 | 51341.8231
LIFECO-UK |  | 231007203502 | LIFECO-UK-UL/FM Approved End Suction (GME 500-31 EM-2G) Electric Motor Driven Skid Pump 500 GPM @ 11 Bar Coupled with UL Listed ODP Motor. Suction and Discharge Pressure Gauges, and Casing Relief Valve are included. | 14093.0731 | 51792.0436
LIFECO-UK |  | 231007203503 | LIFECO-UK-UL/FM Approved End Suction (GME 500-31 EM-2G) Electric Motor Driven Skid Pump 500 GPM @ 12 Bar Coupled with UL Listed ODP Motor. Suction and Discharge Pressure Gauges, and Casing Relief Valve are included. | 14810.1109 | 54427.1575
LIFECO-UK |  | 231007203504 | LIFECO-UK-UL/FM Approved End Suction (GME 500-31 EM-2G) Electric Motor Driven Skid Pump 500 GPM @ 13 Bar Coupled with UL Listed ODP Motor. Suction and Discharge Pressure Gauges, and Casing Relief Valve are included. | 16365.1583 | 60141.9569
LIFECO-UK |  | 231007200332 | LIFECO-UK-UL/FM Approved End Suction (GME 500-31 EM-2G) Electric Motor Driven Skid Pump 500 GPM @ 14 Bar Coupled with UL Listed ODP Motor. Suction and Discharge Pressure Gauges, and Casing Relief Valve are included. | 16393.984 | 60247.8911
LIFECO-UK |  | 231007200333 | LIFECO-UK-UL/FM Approved End Suction (GME 500-31 EM-2G)) Electric Motor Driven Skid Pump 500 GPM @ 14.96 Bar Coupled with UL Listed ODP Motor. Suction and Discharge Pressure Gauges, and Casing Relief Valve are included. | 16393.984 | 60247.8911
LIFECO-UK |  | 231007200334 | LIFECO-UK-UL/FM Approved End Suction (GME 750-26 EM) Electric Motor Driven Skid Pump 750 GPM @ 7.45 Bar Coupled with UL Listed ODP Motor. Suction and Discharge Pressure Gauges, and Casing Relief Valve are included. | 13819.2295 | 50785.6684
LIFECO-UK |  | 231007200335 | LIFECO-UK-UL/FM Approved End Suction (GME 750-26 EM) Electric Motor Driven Skid Pump 750 GPM @ 8 Bar Coupled with UL Listed ODP Motor. Suction and Discharge Pressure Gauges, and Casing Relief Valve are included. | 13948.9449 | 51262.3724
LIFECO-UK |  | 231007200336 | LIFECO-UK-UL/FM Approved End Suction (GME 750-26 EM) Electric Motor Driven Skid Pump 750 GPM @ 8.76 Bar Coupled with UL Listed ODP Motor. Suction and Discharge Pressure Gauges, and Casing Relief Valve are included. | 14511.0449 | 53328.0899
LIFECO-UK |  | 231007200337 | LIFECO-UK-UL/FM Approved End Suction (GME 750-32 EM) Electric Motor Driven Skid Pump 750 GPM @ 9 Bar Coupled with UL Listed ODP Motor. Suction and Discharge Pressure Gauges, and Casing Relief Valve are included. | 16509.2865 | 60671.628
LIFECO-UK |  | 231007200338 | LIFECO-UK-UL/FM Approved End Suction (GME 750-32 EM) Electric Motor Driven Skid Pump 750 GPM @ 10 Bar Coupled with UL Listed ODP Motor. Suction and Discharge Pressure Gauges, and Casing Relief Valve are included. | 16624.5891 | 61095.365
LIFECO-UK |  | 231007200339 | LIFECO-UK-UL/FM Approved End Suction (GME 750-32 EM) Electric Motor Driven Skid Pump 750 GPM @ 11 Bar Coupled with UL Listed ODP Motor. Suction and Discharge Pressure Gauges, and Casing Relief Valve are included. | 16678.6795 | 61294.1471
LIFECO-UK |  | 231007200340 | LIFECO-UK-UL/FM Approved End Suction (GME 750-32 EM) Electric Motor Driven Skid Pump 750 GPM @ 12 Bar Coupled with UL Listed ODP Motor. Suction and Discharge Pressure Gauges, and Casing Relief Valve are included. | 16981.3487 | 62406.4565
LIFECO-UK |  | 231007200341 | LIFECO-UK-UL/FM Approved End Suction (GME 750-32 EM) Electric Motor Driven Skid Pump 750 GPM @ 13 Bar Coupled with UL Listed ODP Motor. Suction and Discharge Pressure Gauges, and Casing Relief Valve are included. | 19134.1615 | 70318.0437
LIFECO-UK |  | 231007200342 | LIFECO-UK-UL/FM Approved End Suction (GME 750-32 EM) Electric Motor Driven Skid Pump 750 GPM @ 14.28 Bar Coupled with UL Listed ODP Motor. Suction and Discharge Pressure Gauges, and Casing Relief Valve are included. | 19379.1795 | 71218.4846
LIFECO-UK |  | 231007200343 | LIFECO-UK-UL/FM Approved End Suction (GME 1000-20 EM-2G) Electric Motor Driven Skid Pump 1000 GPM @ 4.14 Bar Coupled with UL Listed ODP Motor. Suction and Discharge Pressure Gauges, and Casing Relief Valve are included. | 11640.6865 | 42779.523
LIFECO-UK |  | 231007200344 | LIFECO-UK-UL/FM Approved End Suction (GME 1000-20 EM-2G) Electric Motor Driven Skid Pump 1000 GPM @ 5 Bar Coupled with UL Listed ODP Motor. Suction and Discharge Pressure Gauges, and Casing Relief Valve are included. | 12291.4254 | 45170.9883
LIFECO-UK |  | 231007200345 | LIFECO-UK-UL/FM Approved End Suction (GME 1000-20 EM-2G) Electric Motor Driven Skid Pump 1000 GPM @ 5.38 Bar Coupled with UL Listed ODP Motor. Suction and Discharge Pressure Gauges, and Casing Relief Valve are included. | 14083.7047 | 51757.6149
LIFECO-UK |  | 231007200346 | LIFECO-UK-UL/FM Approved End Suction (GME 1000-54 EM-2G) Electric Motor Driven Skid Pump 1000 GPM @ 8.41 Bar Coupled with UL Listed ODP Motor. Suction and Discharge Pressure Gauges, and Casing Relief Valve are included. | 15793.7859 | 58042.1632
LIFECO-UK |  | 231007200347 | LIFECO-UK-UL/FM Approved End Suction (GME 1000-54 EM-2G) Electric Motor Driven Skid Pump 1000 GPM @ 9 Bar Coupled with UL Listed ODP Motor. Suction and Discharge Pressure Gauges, and Casing Relief Valve are included. | 16338.4375 | 60043.7578
LIFECO-UK |  | 231007200348 | LIFECO-UK-UL/FM Approved End Suction (GME 1000-54 EM-2G) Electric Motor Driven Skid Pump 1000 GPM @ 10 Bar Coupled with UL Listed ODP Motor. Suction and Discharge Pressure Gauges, and Casing Relief Valve are included. | 16338.4375 | 60043.7578
LIFECO-UK |  | 231007200349 | LIFECO-UK-UL/FM Approved End Suction (GME 1000-54 EM-2G) Electric Motor Driven Skid Pump 1000 GPM @ 11 Bar Coupled with UL Listed ODP Motor. Suction and Discharge Pressure Gauges, and Casing Relief Valve are included. | 17113.25 | 62891.1937
LIFECO-UK |  | 231007200350 | LIFECO-UK-UL/FM Approved End Suction (GME 1000-54 EM-2G) Electric Motor Driven Skid Pump 1000 GPM @ 12 Bar Coupled with UL Listed ODP Motor. Suction and Discharge Pressure Gauges, and Casing Relief Valve are included. | 17194.1 | 63188.3175
LIFECO-UK |  | 231007200351 | LIFECO-UK-UL/FM Approved End Suction (GME 1000-54 EM-2G) Electric Motor Driven Skid Pump 1000 GPM @ 13 Bar Coupled with UL Listed ODP Motor. Suction and Discharge Pressure Gauges, and Casing Relief Valve are included. | 20353.5256 | 74799.2067
LIFECO-UK |  | 231007200352 | LIFECO-UK-UL/FM Approved End Suction (GME 1000-54 EM-2G) Electric Motor Driven Skid Pump 1000 GPM @ 13.79 Bar Coupled with UL Listed ODP Motor. Suction and Discharge Pressure Gauges, and Casing Relief Valve are included. | 20483.2692 | 75276.0144

## UL FM Diesel End Suction
UL/FM Diesel End Suction
Item of | LIFECO-UK Item Code | Supplier Item Code | Description | LIFECO-UK GP (USD) | LIFECO-UK GP (AED)
LIFECO-UK |  | 231007200353 | LIFECO-UK-UL/FM Approved End Suction (GME 50-20 EM) Engine Driven Skid Pump 50 GPM @ 4.69 Bar Coupled with UL/FM Listed Stallion Engine. Suction and Discharge Pressure Gauges are included. | 12235.3881 | 44965.0514
LIFECO-UK |  | 231007200354 | LIFECO-UK-UL/FM Approved End Suction (GME 50-20 EM) Engine Driven Skid Pump 50 GPM @ 5 Bar Coupled with UL/FM Listed Stallion Engine. Suction and Discharge Pressure Gauges are included. | 12235.3881 | 44965.0514
LIFECO-UK |  | 231007200355 | LIFECO-UK-UL/FM Approved End Suction (GME 50-20 EM) Engine Driven Skid Pump 50 GPM @ 6 Bar Coupled with UL/FM Listed Stallion Engine. Suction and Discharge Pressure Gauges are included. | 12235.3881 | 44965.0514
LIFECO-UK |  | 231007200356 | LIFECO-UK-UL/FM Approved End Suction (GME 50-26 EM) Engine Driven Skid Pump 50 GPM @ 7.93 Bar Coupled with UL/FM Listed Stallion Engine. Suction and Discharge Pressure Gauges are included. | 12357.0228 | 45412.0586
LIFECO-UK |  | 231007200357 | LIFECO-UK-UL/FM Approved End Suction (GME 50-26 EM) Engine Driven Skid Pump 50 GPM @ 9 Bar Coupled with UL/FM Listed Stallion Engine. Suction and Discharge Pressure Gauges are included. | 12357.0228 | 45412.0586
LIFECO-UK |  | 231007200358 | LIFECO-UK-UL/FM Approved End Suction (GME 50-26 EM) Engine Driven Skid Pump 50 GPM @ 9.17 Bar Coupled with UL/FM Listed Stallion Engine. Suction and Discharge Pressure Gauges are included. | 12357.0228 | 45412.0586
LIFECO-UK |  | 231007200359 | LIFECO-UK-UL/FM Approved End Suction (GME 100-20 EM-2G) Engine Driven Skid Pump 100 GPM @ 4.96 Bar Coupled with UL/FM Listed Stallion Engine. Suction and Discharge Pressure Gauges are included. | 12995.211 | 47757.4005
LIFECO-UK |  | 231007200360 | LIFECO-UK-UL/FM Approved End Suction (GME 100-20 EM-2G) Engine Driven Skid Pump 100 GPM @ 6 Bar Coupled with UL/FM Listed Stallion Engine. Suction and Discharge Pressure Gauges are included. | 12995.211 | 47757.4005
LIFECO-UK |  | 231007200361 | LIFECO-UK-UL/FM Approved End Suction (GME 100-20 EM-2G) Engine Driven Skid Pump 100 GPM @ 6.34 Bar Coupled with UL/FM Listed Stallion Engine. Suction and Discharge Pressure Gauges are included. | 12995.211 | 47757.4005
LIFECO-UK |  | 231007200362 | LIFECO-UK-UL/FM Approved End Suction (GME 150-20 EM-2G) Engine Driven Skid Pump 150 GPM @ 4.89 Bar Coupled with UL/FM Listed Stallion Engine. Suction and Discharge Pressure Gauges are included. | 12995.211 | 47757.4005
LIFECO-UK |  | 231007200363 | LIFECO-UK-UL/FM Approved End Suction (GME 150-20 EM-2G) Engine Driven Skid Pump 150 GPM @ 5 Bar Coupled with UL/FM Listed Stallion Engine. Suction and Discharge Pressure Gauges are included. | 12995.211 | 47757.4005
LIFECO-UK |  | 231007200364 | LIFECO-UK-UL/FM Approved End Suction (GME 150-20 EM-2G) Engine Driven Skid Pump 150 GPM @ 6 Bar Coupled with UL/FM Listed Stallion Engine. Suction and Discharge Pressure Gauges are included. | 14037.9065 | 51589.3065
LIFECO-UK |  | 231007200365 | LIFECO-UK-UL/FM Approved End Suction (GME 150-20 EM-2G) Engine Driven Skid Pump 150 GPM @ 6.2 Bar Coupled with UL/FM Listed Stallion Engine. Suction and Discharge Pressure Gauges are included. | 14037.9065 | 51589.3065
LIFECO-UK |  | 231007200366 | LIFECO-UK-UL/FM Approved End Suction (GME 200-65 EM-2G) Engine Driven Skid Pump 200 GPM @ 5.65 Bar Coupled with UL/FM Listed Stallion Engine. Suction and Discharge Pressure Gauges are included. | 14037.9065 | 51589.3065
LIFECO-UK |  | 231007200367 | LIFECO-UK-UL/FM Approved End Suction (GME 200-65 EM-2G) Engine Driven Skid Pump 200 GPM @ 6 Bar Coupled with UL/FM Listed Stallion Engine. Suction and Discharge Pressure Gauges are included. | 17010.2625 | 62512.7147
LIFECO-UK |  | 231007200368 | LIFECO-UK-UL/FM Approved End Suction (GME 200-65 EM-2G) Engine Driven Skid Pump 200 GPM @ 6.27 Bar Coupled with UL/FM Listed Stallion Engine. Suction and Discharge Pressure Gauges are included. | 17010.2625 | 62512.7147
LIFECO-UK |  | 231007200369 | LIFECO-UK-UL/FM Approved End Suction (GME 200-32 EM-2G) Engine Driven Skid Pump 200 GPM @ 7 Bar Coupled with UL/FM Listed Stallion Engine. Suction and Discharge Pressure Gauges are included. | 17010.2625 | 62512.7147
LIFECO-UK |  | 231007200370 | LIFECO-UK-UL/FM Approved End Suction (GME 200-32 EM-2G) Engine Driven Skid Pump 200 GPM @ 8 Bar Coupled with UL/FM Listed Stallion Engine. Suction and Discharge Pressure Gauges are included. | 17010.2625 | 62512.7147
LIFECO-UK |  | 231007200371 | LIFECO-UK-UL/FM Approved End Suction (GME 200-32 EM-2G) Engine Driven Skid Pump 200 GPM @ 9 Bar Coupled with UL/FM Listed Stallion Engine. Suction and Discharge Pressure Gauges are included. | 18033.5925 | 66273.4524
LIFECO-UK |  | 231007200372 | LIFECO-UK-UL/FM Approved End Suction (GME 200-32 EM-2G) Engine Driven Skid Pump 200 GPM @ 9.59 Bar Coupled with UL/FM Listed Stallion Engine. Suction and Discharge Pressure Gauges are included. | 18033.5925 | 66273.4524
LIFECO-UK |  | 231007200373 | LIFECO-UK-UL/FM Approved End Suction (GME 250-32 EM-2G) Engine Driven Skid Pump 250 GPM @ 6 Bar Coupled with UL/FM Listed Stallion Engine. Suction and Discharge Pressure Gauges are included. | 17010.2625 | 62512.7147
LIFECO-UK |  | 231007200374 | LIFECO-UK-UL/FM Approved End Suction (GME 250-32 EM-2G) Engine Driven Skid Pump 250 GPM @ 7 Bar Coupled with UL/FM Listed Stallion Engine. Suction and Discharge Pressure Gauges are included. | 17902.8279 | 65792.8925
LIFECO-UK |  | 231007200375 | LIFECO-UK-UL/FM Approved End Suction (GME 250-26 EM) Engine Driven Skid Pump 250 GPM @ 7.79 Bar Coupled with UL/FM Listed Stallion Engine. Suction and Discharge Pressure Gauges are included. | 17902.8279 | 65792.8925
LIFECO-UK |  | 231007200376 | LIFECO-UK-UL/FM Approved End Suction (GME 250-26 EM) Engine Driven Skid Pump 250 GPM @ 8 Bar Coupled with UL/FM Listed Stallion Engine. Suction and Discharge Pressure Gauges are included. | 17982.0984 | 66084.2116
LIFECO-UK |  | 231007200377 | LIFECO-UK-UL/FM Approved End Suction (GME 250-26 EM) Engine Driven Skid Pump 250 GPM @ 9 Bar Coupled with UL/FM Listed Stallion Engine. Suction and Discharge Pressure Gauges are included. | 18054.1625 | 66349.0472
LIFECO-UK |  | 231007200378 | LIFECO-UK-UL/FM Approved End Suction (GME 250-26 EM) Engine Driven Skid Pump 250 GPM @ 9.24 Bar Coupled with UL/FM Listed Stallion Engine. Suction and Discharge Pressure Gauges are included. | 18133.433 | 66640.3663
LIFECO-UK |  | 231007200379 | LIFECO-UK-UL/FM Approved End Suction (GME 300-65 EM-2G) Engine Driven Skid Pump 300 GPM @ 5.24 Bar Coupled with UL/FM Listed Stallion Engine. Suction and Discharge Pressure Gauges are included. | 17010.2625 | 62512.7147
LIFECO-UK |  | 231007200380 | LIFECO-UK-UL/FM Approved End Suction (GME 300-65 EM-2G) Engine Driven Skid Pump 300 GPM @ 6 Bar Coupled with UL/FM Listed Stallion Engine. Suction and Discharge Pressure Gauges are included. | 17982.0984 | 66084.2116
LIFECO-UK |  | 231007200381 | LIFECO-UK-UL/FM Approved End Suction (GME 300-26 EM) Engine Driven Skid Pump 300 GPM @ 7.59 Bar Coupled with UL/FM Listed Stallion Engine. Suction and Discharge Pressure Gauges are included. | 17982.0984 | 66084.2116
LIFECO-UK |  | 231003200047 | LIFECO-UK-UL/FM Approved End Suction (GME 300-26 EM) Engine Driven Skid Pump 300 GPM @ 8 Bar Coupled with UL/FM Listed Stallion Engine. Suction and Discharge Pressure Gauges are included. | 18126.2266 | 66613.8828
LIFECO-UK |  | 231007200383 | LIFECO-UK-UL/FM Approved End Suction (GME 300-26 EM) Engine Driven Skid Pump 300 GPM @ 8.97 Bar Coupled with UL/FM Listed Stallion Engine. Suction and Discharge Pressure Gauges are included. | 18205.4971 | 66905.2019
LIFECO-UK |  | 231007200384 | LIFECO-UK-UL/FM Approved End Suction (GME 400-42 EM-2G) Engine Driven Skid Pump 400 GPM @ 5.45 Bar Coupled with UL/FM Listed Stallion Engine. Suction and Discharge Pressure Gauges are included. | 18031.4623 | 66265.624
LIFECO-UK |  | 231007200385 | LIFECO-UK-UL/FM Approved End Suction (GME 400-42 EM-2G) Engine Driven Skid Pump 400 GPM @ 6 Bar Coupled with UL/FM Listed Stallion Engine. Suction and Discharge Pressure Gauges are included. | 18031.4623 | 66265.624
LIFECO-UK |  | 231007200386 | LIFECO-UK-UL/FM Approved End Suction (GME 400-42 EM-2G) Engine Driven Skid Pump 400 GPM @ 7 Bar Coupled with UL/FM Listed Stallion Engine. Suction and Discharge Pressure Gauges are included. | 18356.8317 | 67461.3566
LIFECO-UK |  | 231007200387 | LIFECO-UK-UL/FM Approved End Suction (GME 400-42 EM-2G) Engine Driven Skid Pump 400 GPM @ 8 Bar Coupled with UL/FM Listed Stallion Engine. Suction and Discharge Pressure Gauges are included. | 18436.1022 | 67752.6757
LIFECO-UK |  | 231007200388 | LIFECO-UK-UL/FM Approved End Suction (GME 400-42 EM-2G) Engine Driven Skid Pump 400 GPM @ 9 Bar Coupled with UL/FM Listed Stallion Engine. Suction and Discharge Pressure Gauges are included. | 19156.7433 | 70401.0315
LIFECO-UK |  | 231007200389 | LIFECO-UK-UL/FM Approved End Suction (GME 400-42 EM-2G) Engine Driven Skid Pump 400 GPM @ 9.72 Bar Coupled with UL/FM Listed Stallion Engine. Suction and Discharge Pressure Gauges are included. | 19156.7433 | 70401.0315
LIFECO-UK |  | 231007200390 | LIFECO-UK-UL/FM Approved End Suction (GME 400-31 EM-2G) Engine Driven Skid Pump 400 GPM @ 10 Bar Coupled with UL/FM Listed Stallion Engine. Suction and Discharge Pressure Gauges are included. | 22772.75 | 83689.8562
LIFECO-UK |  | 231003200104 | LIFECO-UK-UL/FM Approved End Suction (GME 400-31 EM-2G) Engine Driven Skid Pump 400 GPM @ 11 Bar Coupled with UL/FM Listed Stallion Engine. Suction and Discharge Pressure Gauges are included. | 25538.3051 | 93853.2713
LIFECO-UK |  | 231003200105 | LIFECO-UK-UL/FM Approved End Suction (GME 400-31 EM-2G) Engine Driven Skid Pump 400 GPM @ 12 Bar Coupled with UL/FM Listed Stallion Engine. Suction and Discharge Pressure Gauges are included. | 25610.3692 | 94118.1069
LIFECO-UK |  | 231003200106 | LIFECO-UK-UL/FM Approved End Suction (GME 400-31 EM-2G) Engine Driven Skid Pump 400 GPM @ 13 Bar Coupled with UL/FM Listed Stallion Engine. Suction and Discharge Pressure Gauges are included. | 25696.8462 | 94435.9096
LIFECO-UK |  | 231007200395 | LIFECO-UK-UL/FM Approved End Suction (GME 400-31 EM-2G) Engine Driven Skid Pump 400 GPM @ 14 Bar Coupled with UL/FM Listed Stallion Engine. Suction and Discharge Pressure Gauges are included. | 25768.9103 | 94700.7452
LIFECO-UK |  | 231007200396 | LIFECO-UK-UL/FM Approved End Suction (GME 400-31 EM-2G) Engine Driven Skid Pump 400 GPM @ 15.03 Bar Coupled with UL/FM Listed Stallion Engine. Suction and Discharge Pressure Gauges are included. | 25768.9103 | 94700.7452
LIFECO-UK |  | 231007200397 | LIFECO-UK-UL/FM Approved End Suction (GME 450-42 EM-2G) Engine Driven Skid Pump 450 GPM @ 5.38 Bar Coupled with UL/FM Listed Stallion Engine. Suction and Discharge Pressure Gauges are included. | 18031.4623 | 66265.624
LIFECO-UK |  | 231007200398 | LIFECO-UK-UL/FM Approved End Suction (GME 450-42 EM-2G) Engine Driven Skid Pump 450 GPM @ 6 Bar Coupled with UL/FM Listed Stallion Engine. Suction and Discharge Pressure Gauges are included. | 18031.4623 | 66265.624
LIFECO-UK |  | 231007200399 | LIFECO-UK-UL/FM Approved End Suction (GME 450-42 EM-2G) Engine Driven Skid Pump 450 GPM @ 7 Bar Coupled with UL/FM Listed Stallion Engine. Suction and Discharge Pressure Gauges are included. | 18508.1663 | 68017.5113
LIFECO-UK |  | 231007200400 | LIFECO-UK-UL/FM Approved End Suction (GME 450-42 EM-2G) Engine Driven Skid Pump 450 GPM @ 8 Bar Coupled with UL/FM Listed Stallion Engine. Suction and Discharge Pressure Gauges are included. | 18587.4369 | 68308.8305
LIFECO-UK |  | 231007200401 | LIFECO-UK-UL/FM Approved End Suction (GME 450-42 EM-2G) Engine Driven Skid Pump 450 GPM @ 9 Bar Coupled with UL/FM Listed Stallion Engine. Suction and Discharge Pressure Gauges are included. | 19264.8394 | 70798.2849
LIFECO-UK |  | 231007200402 | LIFECO-UK-UL/FM Approved End Suction (GME 450-42 EM-2G) Engine Driven Skid Pump 450 GPM @ 9.45 Bar Coupled with UL/FM Listed Stallion Engine. Suction and Discharge Pressure Gauges are included. | 19264.8394 | 70798.2849
LIFECO-UK |  | 231003200107 | LIFECO-UK-UL/FM Approved End Suction (GME 450-31 EM-2G) Engine Driven Skid Pump 450 GPM @ 10 Bar Coupled with UL/FM Listed Stallion Engine. Suction and Discharge Pressure Gauges are included. | 22772.75 | 83689.8562
LIFECO-UK |  | 231003200108 | LIFECO-UK-UL/FM Approved End Suction (GME 450-31 EM-2G) Engine Driven Skid Pump 450 GPM @ 11 Bar Coupled with UL/FM Listed Stallion Engine. Suction and Discharge Pressure Gauges are included. | 25610.3692 | 94118.1069
LIFECO-UK |  | 231003200109 | LIFECO-UK-UL/FM Approved End Suction (GME 450-31 EM-2G) Engine Driven Skid Pump 450 GPM @ 12 Bar Coupled with UL/FM Listed Stallion Engine. Suction and Discharge Pressure Gauges are included. | 25696.8462 | 94435.9096
LIFECO-UK |  | 231003200110 | LIFECO-UK-UL/FM Approved End Suction (GME 450-31 EM-2G) Engine Driven Skid Pump 450 GPM @ 13 Bar Coupled with UL/FM Listed Stallion Engine. Suction and Discharge Pressure Gauges are included. | 25761.7038 | 94674.2616
LIFECO-UK |  | 231007200408 | LIFECO-UK-UL/FM Approved End Suction (GME 450-31 EM-2G) Engine Driven Skid Pump 450 GPM @ 14 Bar Coupled with UL/FM Listed Stallion Engine. Suction and Discharge Pressure Gauges are included. | 26518.3769 | 97455.0352
LIFECO-UK |  | 231007200409 | LIFECO-UK-UL/FM Approved End Suction (GME 450-31 EM-2G) Engine Driven Skid Pump 450 GPM @ 14.96 Bar Coupled with UL/FM Listed Stallion Engine. Suction and Discharge Pressure Gauges are included. | 26518.3769 | 97455.0352
LIFECO-UK |  | 231007200410 | LIFECO-UK-UL/FM Approved End Suction (GME 500-25 EM-2G) Engine Driven Skid Pump 500 GPM @ 5.72 Bar Coupled with UL/FM Listed Stallion Engine. Suction and Discharge Pressure Gauges are included. | 18031.4623 | 66265.624
LIFECO-UK |  | 231007200411 | LIFECO-UK-UL/FM Approved End Suction (GME 500-25 EM-2G) Engine Driven Skid Pump 500 GPM @ 6 Bar Coupled with UL/FM Listed Stallion Engine. Suction and Discharge Pressure Gauges are included. | 18659.501 | 68573.666
LIFECO-UK |  | 231007200412 | LIFECO-UK-UL/FM Approved End Suction (GME 500-25 EM-2G) Engine Driven Skid Pump 500 GPM @ 7 Bar Coupled with UL/FM Listed Stallion Engine. Suction and Discharge Pressure Gauges are included. | 18659.501 | 68573.666
LIFECO-UK |  | 231007200413 | LIFECO-UK-UL/FM Approved End Suction (GME 500-25 EM-2G) Engine Driven Skid Pump 500 GPM @ 8 Bar Coupled with UL/FM Listed Stallion Engine. Suction and Discharge Pressure Gauges are included. | 19192.7753 | 70533.4493
LIFECO-UK |  | 231007200414 | LIFECO-UK-UL/FM Approved End Suction (GME 500-25 EM-2G) Engine Driven Skid Pump 500 GPM @ 9.37 Bar Coupled with UL/FM Listed Stallion Engine. Suction and Discharge Pressure Gauges are included. | 19264.8394 | 70798.2849
LIFECO-UK |  | 231007200415 | LIFECO-UK-UL/FM Approved End Suction (GME 500-31 EM-2G) Engine Driven Skid Pump 500 GPM @ 10 Bar Coupled with UL/FM Listed Stallion Engine. Suction and Discharge Pressure Gauges are included. | 22772.75 | 83689.8562
LIFECO-UK |  | 231003200111 | LIFECO-UK-UL/FM Approved End Suction (GME 500-31 EM-2G) Engine Driven Skid Pump 500 GPM @ 11 Bar Coupled with UL/FM Listed Stallion Engine. Suction and Discharge Pressure Gauges are included. | 25610.3692 | 94118.1069
LIFECO-UK |  | 231003200112 | LIFECO-UK-UL/FM Approved End Suction (GME 500-31 EM-2G) Engine Driven Skid Pump 500 GPM @ 12 Bar Coupled with UL/FM Listed Stallion Engine. Suction and Discharge Pressure Gauges are included. | 25696.8462 | 94435.9096
LIFECO-UK |  | 231003200113 | LIFECO-UK-UL/FM Approved End Suction (GME 500-31 EM-2G) Engine Driven Skid Pump 500 GPM @ 13 Bar Coupled with UL/FM Listed Stallion Engine. Suction and Discharge Pressure Gauges are included. | 26446.3128 | 97190.1996
LIFECO-UK |  | 231007200421 | LIFECO-UK-UL/FM Approved End Suction (GME 500-31 EM-2G) Engine Driven Skid Pump 500 GPM @ 14 Bar Coupled with UL/FM Listed Stallion Engine. Suction and Discharge Pressure Gauges are included. | 26518.3769 | 97455.0352
LIFECO-UK |  | 231007200422 | LIFECO-UK-UL/FM Approved End Suction (GME 500-31 EM-2G) Engine Driven Skid Pump 500 GPM @ 14.96 Bar Coupled with UL/FM Listed Stallion Engine. Suction and Discharge Pressure Gauges are included. | 28327.1859 | 104102.4082
LIFECO-UK |  | 231007200423 | LIFECO-UK-UL/FM Approved End Suction (GME 750-26 EM) Engine Driven Skid Pump 750 GPM @ 7.45 Bar Coupled with UL/FM Listed Stallion Engine. Suction and Discharge Pressure Gauges are included. | 23419.6205 | 86067.1054
LIFECO-UK |  | 231007200424 | LIFECO-UK-UL/FM Approved End Suction (GME 750-26 EM) Engine Driven Skid Pump 750 GPM @ 8 Bar Coupled with UL/FM Listed Stallion Engine. Suction and Discharge Pressure Gauges are included. | 23866.4179 | 87709.086
LIFECO-UK |  | 231007200425 | LIFECO-UK-UL/FM Approved End Suction (GME 750-26 EM) Engine Driven Skid Pump 750 GPM @ 8.76 Bar Coupled with UL/FM Listed Stallion Engine. Suction and Discharge Pressure Gauges are included. | 24176.2936 | 88847.8789
LIFECO-UK |  | 231007200426 | LIFECO-UK-UL/FM Approved End Suction (GME 750-32 EM) Engine Driven Skid Pump 750 GPM @ 9 Bar Coupled with UL/FM Listed Stallion Engine. Suction and Discharge Pressure Gauges are included. | 24781.6321 | 91072.4978
LIFECO-UK |  | 231007200427 | LIFECO-UK-UL/FM Approved End Suction (GME 750-32 EM) Engine Driven Skid Pump 750 GPM @ 10 Bar Coupled with UL/FM Listed Stallion Engine. Suction and Discharge Pressure Gauges are included. | 25992.309 | 95521.7355
LIFECO-UK |  | 231007200428 | LIFECO-UK-UL/FM Approved End Suction (GME 750-32 EM) Engine Driven Skid Pump 750 GPM @ 11 Bar Coupled with UL/FM Listed Stallion Engine. Suction and Discharge Pressure Gauges are included. | 29775.6744 | 109425.6033
LIFECO-UK |  | 231007200429 | LIFECO-UK-UL/FM Approved End Suction (GME 750-32 EM) Engine Driven Skid Pump 750 GPM @ 12 Bar Coupled with UL/FM Listed Stallion Engine. Suction and Discharge Pressure Gauges are included. | 31379.7973 | 115320.7551
LIFECO-UK |  | 231007200430 | LIFECO-UK-UL/FM Approved End Suction (GME 750-32 EM) Engine Driven Skid Pump 750 GPM @ 13 Bar Coupled with UL/FM Listed Stallion Engine. Suction and Discharge Pressure Gauges are included. | 33664.95 | 123718.6912
LIFECO-UK |  | 231003200051 | LIFECO-UK-UL/FM Approved End Suction (GME 750-32 EM) Engine Driven Skid Pump 750 GPM @ 14.28 Bar Coupled with UL/FM Listed Stallion Engine. Suction and Discharge Pressure Gauges are included. | 33911.9705 | 124626.4916
LIFECO-UK |  | 231007200432 | LIFECO-UK-UL/FM Approved End Suction (GME 1000-20 EM-2G) Engine Driven Skid Pump 1000 GPM @ 4.14 Bar Coupled with UL/FM Listed Stallion Engine. Suction and Discharge Pressure Gauges are included. | 18356.8317 | 67461.3566
LIFECO-UK |  | 231007200433 | LIFECO-UK-UL/FM Approved End Suction (GME 1000-20 EM-2G) Engine Driven Skid Pump 1000 GPM @ 5 Bar Coupled with UL/FM Listed Stallion Engine. Suction and Discharge Pressure Gauges are included. | 19264.8394 | 70798.2849
LIFECO-UK |  | 231007200434 | LIFECO-UK-UL/FM Approved End Suction (GME 1000-20 EM-2G) Engine Driven Skid Pump 1000 GPM @ 5.38 Bar Coupled with UL/FM Listed Stallion Engine. Suction and Discharge Pressure Gauges are included. | 24392.4859 | 89642.3857
LIFECO-UK |  | 231007200435 | LIFECO-UK-UL/FM Approved End Suction (GME 1000-54 EM-2G) Engine Driven Skid Pump 1000 GPM @ 8.41 Bar Coupled with UL/FM Listed Stallion Engine. Suction and Discharge Pressure Gauges are included. | 26208.5013 | 96316.2422
LIFECO-UK |  | 231007200436 | LIFECO-UK-UL/FM Approved End Suction (GME 1000-54 EM-2G) Engine Driven Skid Pump 1000 GPM @ 9 Bar Coupled with UL/FM Listed Stallion Engine. Suction and Discharge Pressure Gauges are included. | 26662.5051 | 97984.7063
LIFECO-UK |  | 231007200437 | LIFECO-UK-UL/FM Approved End Suction (GME 1000-54 EM-2G) Engine Driven Skid Pump 1000 GPM @ 10 Bar Coupled with UL/FM Listed Stallion Engine. Suction and Discharge Pressure Gauges are included. | 26738.1724 | 98262.7837
LIFECO-UK |  | 231007200438 | LIFECO-UK-UL/FM Approved End Suction (GME 1000-54 EM-2G) Engine Driven Skid Pump 1000 GPM @ 11 Bar Coupled with UL/FM Listed Stallion Engine. Suction and Discharge Pressure Gauges are included. | 29654.5827 | 108980.5914
LIFECO-UK |  | 231007200439 | LIFECO-UK-UL/FM Approved End Suction (GME 1000-54 EM-2G) Engine Driven Skid Pump 1000 GPM @ 12 Bar Coupled with UL/FM Listed Stallion Engine. Suction and Discharge Pressure Gauges are included. | 32638.6218 | 119946.9351
LIFECO-UK |  | 231007200440 | LIFECO-UK-UL/FM Approved End Suction (GME 1000-54 EM-2G) Engine Driven Skid Pump 1000 GPM @ 13 Bar Coupled with UL/FM Listed Stallion Engine. Suction and Discharge Pressure Gauges are included. | 32638.6218 | 119946.9351
LIFECO-UK |  | 231007200441 | LIFECO-UK-UL/FM Approved End Suction (GME 1000-54 EM-2G) Engine Driven Skid Pump 1000 GPM @ 13.79 Bar Coupled with UL/FM Listed Stallion Engine. Suction and Discharge Pressure Gauges are included. | 33976.6026 | 124864.0144

## UL FM Electric End Suction 60Hz
UL FM Electric End Suction 60Hz
Item of | LIFECO-UK Item Code | Supplier Item Code | Description | LIFECO-UK GP (USD) | LIFECO-UK GP (AED)
LIFECO-UK |  | 231007200516 | LIFECO-UK-UL/FM Approved End Suction (GME 50-20 EH) Electric Motor Driven Skid Pump 50 GPM @ 7.03 Bar 3500RPM Coupled with UL Listed ODP Motor. Suction and Discharge Pressure Gauges, and Casing Relief Valve are included. | 4374.7917 | 16077.3594
LIFECO-UK |  | 231007200517 | LIFECO-UK-UL/FM Approved End Suction (GME 50-20 EH) Electric Motor Driven Skid Pump 50 GPM @ 7.5 Bar 3500RPM Coupled with UL Listed ODP Motor. Suction and Discharge Pressure Gauges, and Casing Relief Valve are included. | 4374.7917 | 16077.3594
LIFECO-UK |  | 231007200518 | LIFECO-UK-UL/FM Approved End Suction (GME 50-20 EH) Electric Motor Driven Skid Pump 50 GPM @ 8 Bar 3500RPM Coupled with UL Listed ODP Motor. Suction and Discharge Pressure Gauges, and Casing Relief Valve are included. | 4374.7917 | 16077.3594
LIFECO-UK |  | 231007200519 | LIFECO-UK-UL/FM Approved End Suction (GME 50-20 EH) Electric Motor Driven Skid Pump 50 GPM @ 8.9 Bar 3500RPM Coupled with UL Listed ODP Motor. Suction and Discharge Pressure Gauges, and Casing Relief Valve are included. | 4374.7917 | 16077.3594
LIFECO-UK |  | 231007200520 | LIFECO-UK-UL/FM Approved End Suction (GME 100-50 EH) Electric Motor Driven Skid Pump 100 GPM @ 7.31 Bar 3500RPM Coupled with UL Listed ODP Motor. Suction and Discharge Pressure Gauges, and Casing Relief Valve are included. | 4597.7885 | 16896.8726
LIFECO-UK |  | 231007200521 | LIFECO-UK-UL/FM Approved End Suction (GME 100-50 EH) Electric Motor Driven Skid Pump 100 GPM @ 8 Bar 3500RPM Coupled with UL Listed ODP Motor. Suction and Discharge Pressure Gauges, and Casing Relief Valve are included. | 5272.4867 | 19376.3887
LIFECO-UK |  | 231007200522 | LIFECO-UK-UL/FM Approved End Suction (GME 100-50 EH) Electric Motor Driven Skid Pump 100 GPM @ 8.83 Bar 3500RPM Coupled with UL Listed ODP Motor. Suction and Discharge Pressure Gauges, and Casing Relief Valve are included. | 5272.4867 | 19376.3887
LIFECO-UK |  | 231007200523 | LIFECO-UK-UL/FM Approved End Suction (GME 150-20 EHA) Electric Motor Driven Skid Pump 150 GPM @ 7.17 Bar 3500RPM Coupled with UL Listed ODP Motor. Suction and Discharge Pressure Gauges, and Casing Relief Valve are included. | 7233.7833 | 26584.1537
LIFECO-UK |  | 231007200524 | LIFECO-UK-UL/FM Approved End Suction (GME 150-20 EHA) Electric Motor Driven Skid Pump 150 GPM @ 7.5 Bar 3500RPM Coupled with UL Listed ODP Motor. Suction and Discharge Pressure Gauges, and Casing Relief Valve are included. | 7233.7833 | 26584.1537
LIFECO-UK |  | 231007200525 | LIFECO-UK-UL/FM Approved End Suction (GME 150-20 EHA) Electric Motor Driven Skid Pump 150 GPM @ 8 Bar 3500RPM Coupled with UL Listed ODP Motor. Suction and Discharge Pressure Gauges, and Casing Relief Valve are included. | 7373.0112 | 27095.8161
LIFECO-UK |  | 231007200526 | LIFECO-UK-UL/FM Approved End Suction (GME 150-20 EHA) Electric Motor Driven Skid Pump 150 GPM @ 8.69 Bar 3500RPM Coupled with UL Listed ODP Motor. Suction and Discharge Pressure Gauges, and Casing Relief Valve are included. | 7373.0112 | 27095.8161
LIFECO-UK |  | 231007200527 | LIFECO-UK-UL/FM Approved End Suction (GME 200-20 EHA) Electric Motor Driven Skid Pump 200 GPM @ 6.76 Bar 3500RPM Coupled with UL Listed ODP Motor. Suction and Discharge Pressure Gauges, and Casing Relief Valve are included. | 7233.7833 | 26584.1537
LIFECO-UK |  | 231007200528 | LIFECO-UK-UL/FM Approved End Suction (GME 200-20 EHA) Electric Motor Driven Skid Pump 200 GPM @ 7 Bar 3500RPM Coupled with UL Listed ODP Motor. Suction and Discharge Pressure Gauges, and Casing Relief Valve are included. | 7839.1218 | 28808.7726
LIFECO-UK |  | 231007200529 | LIFECO-UK-UL/FM Approved End Suction (GME 200-20 EHA) Electric Motor Driven Skid Pump 200 GPM @ 8 Bar 3500RPM Coupled with UL Listed ODP Motor. Suction and Discharge Pressure Gauges, and Casing Relief Valve are included. | 7839.1218 | 28808.7726
LIFECO-UK |  | 231007200530 | LIFECO-UK-UL/FM Approved End Suction (GME 200-20 EHA) Electric Motor Driven Skid Pump 200 GPM @ 8.28 Bar 3500RPM Coupled with UL Listed ODP Motor. Suction and Discharge Pressure Gauges, and Casing Relief Valve are included. | 8134.5846 | 29894.5985
LIFECO-UK |  | 231007200531 | LIFECO-UK-UL/FM Approved End Suction (GME 250-20 EH) Electric Motor Driven Skid Pump 250 GPM @ 7.24 Bar 3500RPM Coupled with UL Listed ODP Motor. Suction and Discharge Pressure Gauges, and Casing Relief Valve are included. | 8134.5846 | 29894.5985
LIFECO-UK |  | 231007200532 | LIFECO-UK-UL/FM Approved End Suction (GME 250-20 EH) Electric Motor Driven Skid Pump 250 GPM @ 8 Bar 3500RPM Coupled with UL Listed ODP Motor. Suction and Discharge Pressure Gauges, and Casing Relief Valve are included. | 8213.8551 | 30185.9176
LIFECO-UK |  | 231007200533 | LIFECO-UK-UL/FM Approved End Suction (GME 250-20 EH) Electric Motor Driven Skid Pump 250 GPM @ 8.55 Bar 3500RPM Coupled with UL Listed ODP Motor. Suction and Discharge Pressure Gauges, and Casing Relief Valve are included. | 9345.2615 | 34343.8362
LIFECO-UK |  | 231007200534 | LIFECO-UK-UL/FM Approved End Suction (GME 300-20 EH) Electric Motor Driven Skid Pump 300 GPM @ 7.03 Bar 3500RPM Coupled with UL Listed ODP Motor. Suction and Discharge Pressure Gauges, and Casing Relief Valve are included. | 8509.3179 | 31271.7435
LIFECO-UK |  | 231007200535 | LIFECO-UK-UL/FM Approved End Suction (GME 300-20 EH) Electric Motor Driven Skid Pump 300 GPM @ 7.5 Bar 3500RPM Coupled with UL Listed ODP Motor. Suction and Discharge Pressure Gauges, and Casing Relief Valve are included. | 8509.3179 | 31271.7435
LIFECO-UK |  | 231007200536 | LIFECO-UK-UL/FM Approved End Suction (GME 300-20 EH) Electric Motor Driven Skid Pump 300 GPM @ 8 Bar 3500RPM Coupled with UL Listed ODP Motor. Suction and Discharge Pressure Gauges, and Casing Relief Valve are included. | 9482.1833 | 34847.0237
LIFECO-UK |  | 231007200537 | LIFECO-UK-UL/FM Approved End Suction (GME 300-20 EH) Electric Motor Driven Skid Pump 300 GPM @ 8.48 Bar 3500RPM Coupled with UL Listed ODP Motor. Suction and Discharge Pressure Gauges, and Casing Relief Valve are included. | 9482.1833 | 34847.0237
LIFECO-UK |  | 231007200538 | LIFECO-UK-UL/FM Approved End Suction (GME 400-80 EH) Electric Motor Driven Skid Pump 400 GPM @ 7.93 Bar 3500RPM Coupled with UL Listed ODP Motor. Suction and Discharge Pressure Gauges, and Casing Relief Valve are included. | 11889.3077 | 43693.2058
LIFECO-UK |  | 231007200539 | LIFECO-UK-UL/FM Approved End Suction (GME 400-80 EH) Electric Motor Driven Skid Pump 400 GPM @ 8 Bar 3500RPM Coupled with UL Listed ODP Motor. Suction and Discharge Pressure Gauges, and Casing Relief Valve are included. | 11889.3077 | 43693.2058
LIFECO-UK |  | 231007200540 | LIFECO-UK-UL/FM Approved End Suction (GME 400-80 EH) Electric Motor Driven Skid Pump 400 GPM @ 9 Bar 3500RPM Coupled with UL Listed ODP Motor. Suction and Discharge Pressure Gauges, and Casing Relief Valve are included. | 12408.1692 | 45600.0219
LIFECO-UK |  | 231007200541 | LIFECO-UK-UL/FM Approved End Suction (GME 400-80 EH) Electric Motor Driven Skid Pump 400 GPM @ 10 Bar 3500RPM Coupled with UL Listed ODP Motor. Suction and Discharge Pressure Gauges, and Casing Relief Valve are included. | 12408.1692 | 45600.0219
LIFECO-UK |  | 231007200542 | LIFECO-UK-UL/FM Approved End Suction (GME 400-80 EH) Electric Motor Driven Skid Pump 400 GPM @ 11 Bar 3500RPM Coupled with UL Listed ODP Motor. Suction and Discharge Pressure Gauges, and Casing Relief Valve are included. | 13905.7064 | 51103.4711
LIFECO-UK |  | 231007200543 | LIFECO-UK-UL/FM Approved End Suction (GME 400-80 EH) Electric Motor Driven Skid Pump 400 GPM @ 12 Bar 3500RPM Coupled with UL Listed ODP Motor. Suction and Discharge Pressure Gauges, and Casing Relief Valve are included. | 14136.3115 | 51950.9449
LIFECO-UK |  | 231007200544 | LIFECO-UK-UL/FM Approved End Suction (GME 400-80 EH) Electric Motor Driven Skid Pump 400 GPM @ 13.31 Bar 3500RPM Coupled with UL Listed ODP Motor. Suction and Discharge Pressure Gauges, and Casing Relief Valve are included. | 14136.3115 | 51950.9449
LIFECO-UK |  | 231007200545 | LIFECO-UK-UL/FM Approved End Suction (GME 450-80 EH) Electric Motor Driven Skid Pump 450 GPM @ 7.65 Bar 3500RPM Coupled with UL Listed ODP Motor. Suction and Discharge Pressure Gauges, and Casing Relief Valve are included. | 11889.3077 | 43693.2058
LIFECO-UK |  | 231007200546 | LIFECO-UK-UL/FM Approved End Suction (GME 450-80 EH) Electric Motor Driven Skid Pump 450 GPM @ 8 Bar 3500RPM Coupled with UL Listed ODP Motor. Suction and Discharge Pressure Gauges, and Casing Relief Valve are included. | 11889.3077 | 43693.2058
LIFECO-UK |  | 231007200547 | LIFECO-UK-UL/FM Approved End Suction (GME 450-80 EH) Electric Motor Driven Skid Pump 450 GPM @ 9 Bar 3500RPM Coupled with UL Listed ODP Motor. Suction and Discharge Pressure Gauges, and Casing Relief Valve are included. | 12523.4718 | 46023.7588
LIFECO-UK |  | 231007200548 | LIFECO-UK-UL/FM Approved End Suction (GME 450-80 EH) Electric Motor Driven Skid Pump 450 GPM @ 10 Bar 3500RPM Coupled with UL Listed ODP Motor. Suction and Discharge Pressure Gauges, and Casing Relief Valve are included. | 13970.5641 | 51341.8231
LIFECO-UK |  | 231007200549 | LIFECO-UK-UL/FM Approved End Suction (GME 450-80 EH) Electric Motor Driven Skid Pump 450 GPM @ 11 Bar 3500RPM Coupled with UL Listed ODP Motor. Suction and Discharge Pressure Gauges, and Casing Relief Valve are included. | 14121.8987 | 51897.9778
LIFECO-UK |  | 231007200550 | LIFECO-UK-UL/FM Approved End Suction (GME 450-80 EH) Electric Motor Driven Skid Pump 450 GPM @ 12 Bar 3500RPM Coupled with UL Listed ODP Motor. Suction and Discharge Pressure Gauges, and Casing Relief Valve are included. | 14338.091 | 52692.4845
LIFECO-UK |  | 231007200551 | LIFECO-UK-UL/FM Approved End Suction (GME 450-80 EH) Electric Motor Driven Skid Pump 450 GPM @ 13.1 Bar 3500RPM Coupled with UL Listed ODP Motor. Suction and Discharge Pressure Gauges, and Casing Relief Valve are included. | 16192.2045 | 59506.3515
LIFECO-UK |  | 231007203460 | LIFECO-UK-UL/FM Approved End Suction (GME 500-80 EH) Electric Motor Driven Skid Pump 500 GPM @ 7.58 Bar 3500RPM Coupled with UL Listed ODP Motor. Suction and Discharge Pressure Gauges, and Casing Relief Valve are included. | 12307.2795 | 45229.2521
LIFECO-UK |  | 231007200065 | LIFECO-UK-UL/FM Approved End Suction (GME 500-80 EH) Electric Motor Driven Skid Pump 500 GPM @ 8 Bar 3500RPM Coupled with UL Listed ODP Motor. Suction and Discharge Pressure Gauges, and Casing Relief Valve are included. | 12307.2795 | 45229.2521
LIFECO-UK |  | 231007200554 | LIFECO-UK-UL/FM Approved End Suction (GME 500-80 EH) Electric Motor Driven Skid Pump 500 GPM @ 9 Bar 3500RPM Coupled with UL Listed ODP Motor. Suction and Discharge Pressure Gauges, and Casing Relief Valve are included. | 12552.2974 | 46129.6931
LIFECO-UK |  | 231007200555 | LIFECO-UK-UL/FM Approved End Suction (GME 500-80 EH) Electric Motor Driven Skid Pump 500 GPM @ 10 Bar 3500RPM Coupled with UL Listed ODP Motor. Suction and Discharge Pressure Gauges, and Casing Relief Valve are included. | 13970.5641 | 51341.8231
LIFECO-UK |  | 231007200556 | LIFECO-UK-UL/FM Approved End Suction (GME 500-80 EH) Electric Motor Driven Skid Pump 500 GPM @ 11 Bar 3500RPM Coupled with UL Listed ODP Motor. Suction and Discharge Pressure Gauges, and Casing Relief Valve are included. | 14121.8987 | 51897.9778
LIFECO-UK |  | 231007200557 | LIFECO-UK-UL/FM Approved End Suction (GME 500-80 EH) Electric Motor Driven Skid Pump 500 GPM @ 12 Bar 3500RPM Coupled with UL Listed ODP Motor. Suction and Discharge Pressure Gauges, and Casing Relief Valve are included. | 14810.1109 | 54427.1575
LIFECO-UK |  | 231007200558 | LIFECO-UK-UL/FM Approved End Suction (GME 500-80 EH) Electric Motor Driven Skid Pump 500 GPM @ 12.97 Bar 3500RPM Coupled with UL Listed ODP Motor. Suction and Discharge Pressure Gauges, and Casing Relief Valve are included. | 16365.1583 | 60141.9569
LIFECO-UK |  | 231007200559 | LIFECO-UK-UL/FM Approved End Suction (GME 750-20 EH-2G) Electric Motor Driven Skid Pump 750 GPM @ 6.69 Bar 3500RPM Coupled with UL Listed ODP Motor. Suction and Discharge Pressure Gauges, and Casing Relief Valve are included. | 14083.7047 | 51757.6149
LIFECO-UK |  | 231007200560 | LIFECO-UK-UL/FM Approved End Suction (GME 750-20 EH-2G) Electric Motor Driven Skid Pump 750 GPM @ 7 Bar 3500RPM Coupled with UL Listed ODP Motor. Suction and Discharge Pressure Gauges, and Casing Relief Valve are included. | 14083.7047 | 51757.6149
LIFECO-UK |  | 231007200561 | LIFECO-UK-UL/FM Approved End Suction (GME 750-20 EH-2G) Electric Motor Driven Skid Pump 750 GPM @ 8.27 Bar 3500RPM Coupled with UL Listed ODP Motor. Suction and Discharge Pressure Gauges, and Casing Relief Valve are included. | 16624.1567 | 61093.7759
LIFECO-UK |  | 231007200562 | LIFECO-UK-UL/FM Approved End Suction (GME 750-20 EH-2G) Electric Motor Driven Skid Pump 750 GPM @ 8.75 Bar 3600RPM Coupled with UL Listed ODP Motor. Suction and Discharge Pressure Gauges, and Casing Relief Valve are included. | 16995.7615 | 62459.4237
LIFECO-UK |  | 231007200563 | LIFECO-UK-UL/FM Approved End Suction (GME 750-26 EH-2G) Electric Motor Driven Skid Pump 750 GPM @ 11.51 Bar 3500RPM Coupled with UL Listed ODP Motor. Suction and Discharge Pressure Gauges, and Casing Relief Valve are included. | 20069.7115 | 73756.1899
LIFECO-UK |  | 231007200564 | LIFECO-UK-UL/FM Approved End Suction (GME 750-26 EH-2G) Electric Motor Driven Skid Pump 750 GPM @ 12 Bar 3500RPM Coupled with UL Listed ODP Motor. Suction and Discharge Pressure Gauges, and Casing Relief Valve are included. | 20069.7115 | 73756.1899
LIFECO-UK |  | 231007200565 | LIFECO-UK-UL/FM Approved End Suction (GME 750-26 EH-2G) Electric Motor Driven Skid Pump 750 GPM @ 13 Bar 3500RPM Coupled with UL Listed ODP Motor. Suction and Discharge Pressure Gauges, and Casing Relief Valve are included. | 20069.7115 | 73756.1899
LIFECO-UK |  | 231007200566 | LIFECO-UK-UL/FM Approved End Suction (GME 750-26 EH-2G) Electric Motor Driven Skid Pump 750 GPM @ 13.65 Bar 3500RPM Coupled with UL Listed ODP Motor. Suction and Discharge Pressure Gauges, and Casing Relief Valve are included. | 20191.3462 | 74203.1971
LIFECO-UK |  | 231007200567 | LIFECO-UK-UL/FM Approved End Suction (GME 750-26 EH-2G) Electric Motor Driven Skid Pump 750 GPM @ 14 Bar 3600RPM Coupled with UL Listed ODP Motor. Suction and Discharge Pressure Gauges, and Casing Relief Valve are included. | 21367.1474 | 78524.2668
LIFECO-UK |  | 231007200568 | LIFECO-UK-UL/FM Approved End Suction (GME 750-26 EH-2G) Electric Motor Driven Skid Pump 750 GPM @ 14.48 Bar 3600RPM Coupled with UL Listed ODP Motor. Suction and Discharge Pressure Gauges, and Casing Relief Valve are included. | 21367.1474 | 78524.2668
LIFECO-UK |  | 231007200569 | LIFECO-UK-UL/FM Approved End Suction (GME 1000-20 EH-2G) Electric Motor Driven Skid Pump 1000 GPM @ 6.34 Bar 3500RPM Coupled with UL Listed ODP Motor. Suction and Discharge Pressure Gauges, and Casing Relief Valve are included. | 14083.7047 | 51757.6149
LIFECO-UK |  | 231007200570 | LIFECO-UK-UL/FM Approved End Suction (GME 1000-20 EH-2G) Electric Motor Driven Skid Pump 1000 GPM @ 7 Bar 3500RPM Coupled with UL Listed ODP Motor. Suction and Discharge Pressure Gauges, and Casing Relief Valve are included. | 16829.9718 | 61850.1463
LIFECO-UK |  | 231007200571 | LIFECO-UK-UL/FM Approved End Suction (GME 1000-20 EH-2G) Electric Motor Driven Skid Pump 1000 GPM @ 8 Bar 3500RPM Coupled with UL Listed ODP Motor. Suction and Discharge Pressure Gauges, and Casing Relief Valve are included. | 16829.9718 | 61850.1463
LIFECO-UK |  | 231007200572 | LIFECO-UK-UL/FM Approved End Suction (GME 1000-20 EH-2G) Electric Motor Driven Skid Pump 1000 GPM @ 8.48 Bar 3600RPM Coupled with UL Listed ODP Motor. Suction and Discharge Pressure Gauges, and Casing Relief Valve are included. | 16995.7615 | 62459.4237
LIFECO-UK |  | 231007200573 | LIFECO-UK-UL/FM Approved End Suction (GME 1000-26 EH-2G) Electric Motor Driven Skid Pump 1000 GPM @ 11.31 Bar 3500RPM Coupled with UL Listed ODP Motor. Suction and Discharge Pressure Gauges, and Casing Relief Valve are included. | 20069.7115 | 73756.1899
LIFECO-UK |  | 231007200574 | LIFECO-UK-UL/FM Approved End Suction (GME 1000-26 EH-2G) Electric Motor Driven Skid Pump 1000 GPM @ 12 Bar 3500RPM Coupled with UL Listed ODP Motor. Suction and Discharge Pressure Gauges, and Casing Relief Valve are included. | 20069.7115 | 73756.1899
LIFECO-UK |  | 231007200575 | LIFECO-UK-UL/FM Approved End Suction (GME 1000-26 EH-2G) Electric Motor Driven Skid Pump 1000 GPM @ 13 Bar 3500RPM Coupled with UL Listed ODP Motor. Suction and Discharge Pressure Gauges, and Casing Relief Valve are included. | 21245.5128 | 78077.2596
LIFECO-UK |  | 231007200576 | LIFECO-UK-UL/FM Approved End Suction (GME 1000-26 EH-2G) Electric Motor Driven Skid Pump 1000 GPM @ 13.51 Bar 3500RPM Coupled with UL Listed ODP Motor. Suction and Discharge Pressure Gauges, and Casing Relief Valve are included. | 21367.1474 | 78524.2668
LIFECO-UK |  | 231007200577 | LIFECO-UK-UL/FM Approved End Suction (GME 1000-26 EH-2G) Electric Motor Driven Skid Pump 1000 GPM @ 14 Bar 3600RPM Coupled with UL Listed ODP Motor. Suction and Discharge Pressure Gauges, and Casing Relief Valve are included. | 21367.1474 | 78524.2668
LIFECO-UK |  | 231007200578 | LIFECO-UK-UL/FM Approved End Suction (GME 1000-26 EH-2G) Electric Motor Driven Skid Pump 1000 GPM @ 14.34 Bar 3600RPM Coupled with UL Listed ODP Motor. Suction and Discharge Pressure Gauges, and Casing Relief Valve are included. | 21367.1474 | 78524.2668

## Jockey Pump 50Hz
Jockey Pump 50Hz
Item of | LIFECO-UK Item Code | Supplier Item Code | Description | LIFECO-UK GP (USD) | LIFECO-UK GP (AED)
LIFECO-UK | SF-PMPJOCKEY50HZ01 | 236002200086 | GMax Pump Vertical Multistage Jockey 2HP, 2900 RPM, 380/415V, 50Hz, GMax Model GVR 4-80 with base included. | 1164.5162 | 4279.5969
LIFECO-UK | SF-PMPJOCKEY50HZ02 | 236003200006 | GMax Pump Vertical Multistage Jockey 3HP, 2900 RPM, 380/415V, 50Hz, GMax Model GVR 4-100 with base included. | 1239.9245 | 4556.7225
LIFECO-UK | SF-PMPJOCKEY50HZ03 | 236002200065 | GMax Pump Vertical Multistage Jockey 3HP, 2900 RPM, 380/415V, 50Hz, GMax Model GVR 4-120 with base included. | 1278.031 | 4696.7638
LIFECO-UK | SF-PMPJOCKEY50HZ04 | 232001200005 | GMax Pump Vertical Multistage Jockey 4HP, 2900 RPM, 380/415V, 50Hz, GMax Model GVR 4-140 with base included. | 1423.151 | 5230.0798 | 6.6 GPM @ 13.4 Bar 8.8 GPM @ 12.4 Bar 13.2 GPM @ 12 Bar 17.6 GPM @ 11 Bar 22 GPM @ 10 Bar 26.4 GPM @ 8.8 Bar 30.8 GPM @ 6.7 Bar 35.2 GPM @ 4.8 Bar
LIFECO-UK |  |  | GMax Pump Vertical Multistage Jockey 4HP, 2900 RPM, 380/415V, 50Hz, GMax Model GVR 4-160 with base included. | 1483.6579 | 5452.4426 |  | 6.6 GPM @14.9 Bar 8.8 GPM @14.11 Bar 13.2 GPM @13.72 Bar 17.6 GPM @12.64 Bar 22 GPM @11.27 Bar 26.4GPM @9.9 Bar 30.8GPM @7.64 Bar
LIFECO-UK | SF-PMPJOCKEY50HZ06 | 236002200087 | GMax Pump Vertical Multistage Jockey 5.5HP, 2900 RPM, 380/415V, 50Hz, GMax Model GVR 8-100 with base included. | 1971.3499 | 7244.7108
LIFECO-UK | SF-PMPJOCKEY50HZ07 | 104004200071 | GMax Pump Vertical Multistage Jockey 5.5HP, 2900 RPM, 380/415V, 50Hz, GMax Model GVR 8-120 with base included. | 2124.5192 | 7807.6082
LIFECO-UK |  |  | GMax Pump Vertical Multistage Jockey 7.5HP, 2900 RPM, 380/415V, 50Hz, GMax Model GVR 8-140 with base included. | 2476.935 | 9102.736 | 22 GPM @ 14.3 Bar 26.4 GPM @ 13.9 Bar 30.8 GPM @ 13.4 Bar 35.2 GPM @ 12.8 Bar 39.6 GPM @ 12 Bar 44 GPM @ 11.1 Bar 48.4 GPM @ 10 Bar 52.8 GPM @ 9.1 Bar | 22GPM @14.21Bar 26.4GPM @13.82Bar 30.8GPM @13.33Bar 35.2GPM @12.74Bar 39.6GPM @11.96Bar 44GPM @11.07Bar 48.4GPM @10Bar 52.8GPM @9.01Bar
LIFECO-UK | SF-PMPJOCKEY50HZ09 | 236002200089 | GMax Pump Vertical Multistage Jockey 7.5HP, 2900 RPM, 380/415V, 50Hz, GMax Model GVR 8-160 with base included. | 2675.9295 | 9834.0409
LIFECO-UK |  |  | GMax Pump Vertical Multistage Jockey 15HP, 2900 RPM, 380/415V, 50Hz, GMax Model GVR 15-120 with base included. | 2689.2869 | 9883.1293 | 52.8 GPM @ 10.1 Bar | 35.2GPM @15.68Bar 44GPM @15.39Bar 52.8GPM @14.9Bar 61.6GPM @14.31Bar 66GPM @13.92Bar 70.4GPM @13.52Bar 79.2GPM @12.54Bar 88GPM @11.47Bar 96.8GPM @10.39Bar
LIFECO-UK |  |  | GMax Pump Vertical Multistage Jockey 15HP, 2900 RPM, 380/415V, 50Hz, GMax Model GVR 15-140 with base included. | 2989.2869 | 10985.6293 | 52.8 GPM @ 10.1 Bar | 35.2GPM @18.33Bar 44GPM @17.8Bar 52.8GPM @17.35Bar 61.6GPM @16.5Bar 66GPM @16.17Bar 70.4GPM @15.68Bar 79.2GPM @14.60Bar 88GPM @13.43Bar 96.8GPM @12.15Bar
LIFECO-UK | SF-PMPJOCKEY50HZ10 | 236002200090 | GMax Pump Vertical Multistage Jockey 10HP, 2900 RPM, 380/415V, 50Hz, GMax Model GVR 16-80 with base included. | 2330.4617 | 8564.4467 | 52.8 GPM @ 10.1 Bar
LIFECO-UK | SF-PMPJOCKEY50HZ11 | 236002200091 | GMax Pump Vertical Multistage Jockey 15HP, 2900 RPM, 380/415V, 50Hz, GMax Model GVR 16-100 with base included. | 2689.2869 | 9883.1293
LIFECO-UK | SF-PMPJOCKEY50HZ12 | 236002200048 | GMax Pump Vertical Multistage Jockey 15HP, 2900 RPM, 380/415V, 50Hz, GMax Model GVR 16-120 with base included. | 3076.8207 | 11307.3161 | 35.2 GPM @ 16.3 Bar 44 GPM @ 15.9 Bar 52.8 GPM @ 15.4 Bar 61.6 GPM @ 14.7 Bar 70.4 GPM @ 13.8 Bar 79.2 GPM @ 12.7 Bar 88 GPM @ 11.4 Bar
LIFECO-UK | SF-PMPJOCKEY50HZ13 | 236002200092 | GMax Pump Vertical Multistage Jockey 15HP, 2900 RPM, 380/415V, 50Hz, GMax Model GVR 16-140 with base included. | 3267.514 | 12008.1138
LIFECO-UK | SF-PMPJOCKEY50HZ14 | 236002200093 | GMax Pump Vertical Multistage Jockey 20HP, 2900 RPM, 380/415V, 50Hz, GMax Model GVR 16-160 with base included. | 3706.329 | 13620.7592
LIFECO-UK | SF-PMPJOCKEY50HZ15 | 236002200094 | GMax Pump Vertical Multistage Jockey 15HP, 2900 RPM, 380/415V, 50Hz, GMax Model GVR 20-100 with base included. | 3244.7466 | 11924.4436
LIFECO-UK | SF-PMPJOCKEY50HZ16 | 236002200095 | GMax Pump Vertical Multistage Jockey 20HP, 2900 RPM, 380/415V, 50Hz, GMax Model GVR 20-120 with base included. | 3954.5178 | 14532.8529 | 88 GPM @ 14 Bar 105 GPM @ 12.1 Bar
LIFECO-UK | SF-PMPJOCKEY50HZ17 | 236002200096 | GMax Pump Vertical Multistage Jockey 25HP, 2900 RPM, 380/415V, 50Hz, GMax Model GVR 20-170 with base included. | 4418.6447 | 16238.5193
LIFECO-UK |  | 236002200109 | GMAX Pump Vertical Multistage Jockey, 2900 RPM, 380/415V, 50HZ With Base Included | 2989.2869 | 10985.6293

## Jockey Pump Selection (hidden)
1.5 | 6.6 | GPM | 152 | @ | 14.902 | Bar | 6.6 GPM @14.9019607843137 Bar | 6.6 GPM @14.9 Bar
2 | 8.8 | GPM | 144 | @ | 14.1176 | Bar | 8.8 GPM @14.1176470588235 Bar | 8.8 GPM @14.11 Bar
3 | 13.2 | GPM | 140 | @ | 13.7255 | Bar | 13.2 GPM @13.7254901960784 Bar | 13.2 GPM @13.72 Bar
4 | 17.6 | GPM | 129 | @ | 12.6471 | Bar | 17.6 GPM @12.6470588235294 Bar | 17.6 GPM @12.64 Bar
5 | 22 | GPM | 115 | @ | 11.2745 | Bar | 22 GPM @11.2745098039216 Bar | 22 GPM @11.27 Bar
6 | 26.4 | GPM | 101 | @ | 9.902 | Bar | 26.4GPM @9.90196078431373 Bar | 26.4GPM @9.9 Bar
7 | 30.8 | GPM | 78 | @ | 7.6471 | Bar | 30.8GPM @7.64705882352941 Bar | 30.8GPM @7.64 Bar
gvr 4-160
2.5 | 11 | GPM | 207 | @ | 20.2941 | Bar | 11 GPM @20.2941176470588 Bar | 11 GPM @20.29 Bar
3 | 13.2 | GPM | 201 | @ | 19.7059 | Bar | 13.2 GPM @19.7058823529412 Bar | 13.2 GPM @19.70 Bar
4 | 17.6 | GPM | 196 | @ | 19.2157 | Bar | 17.6 GPM @19.2156862745098 Bar | 17.6 GPM @19.21 Bar
5 | 22 | GPM | 183 | @ | 17.9412 | Bar | 22 GPM @17.9411764705882 Bar | 22 GPM @17.94 Bar
6 | 26.4 | GPM | 165 | @ | 16.1765 | Bar | 26.4 GPM @16.1764705882353 Bar | 26.4 GPM @16.17 Bar
7 | 30.8 | GPM | 146 | @ | 14.3137 | Bar | 30.8GPM @14.3137254901961 Bar | 30.8GPM @14.31 Bar
8 | 35.2 | GPM | 128 | @ | 12.549 | Bar | 35.2GPM @12.5490196078431 Bar | 35.2GPM @12.54 Bar
gvs 4-160
5 | 22 | GPM | 145 | @ | 14.2157 | Bar | 22GPM @14.2156862745098Bar | 22GPM @14.21Bar
6 | 26.4 | GPM | 141 | @ | 13.8235 | Bar | 26.4GPM @13.8235294117647Bar | 26.4GPM @13.82Bar
7 | 30.8 | GPM | 136 | @ | 13.3333 | Bar | 30.8GPM @13.3333333333333Bar | 30.8GPM @13.33Bar
8 | 35.2 | GPM | 130 | @ | 12.7451 | Bar | 35.2GPM @12.7450980392157Bar | 35.2GPM @12.74Bar
9 | 39.6 | GPM | 122 | @ | 11.9608 | Bar | 39.6GPM @11.9607843137255Bar | 39.6GPM @11.96Bar
10 | 44 | GPM | 113 | @ | 11.0784 | Bar | 44GPM @11.078431372549Bar | 44GPM @11.07Bar
11 | 48.4 | GPM | 102 | @ | 10 | Bar | 48.4GPM @10Bar | 48.4GPM @10Bar
12 | 52.8 | GPM | 92 | @ | 9.0196 | Bar | 52.8GPM @9.01960784313725Bar | 52.8GPM @9.01Bar
gvr 8-140
7 | 30.8 | GPM | 202 | @ | 19.8039 | Bar | 30.8GPM @19.8039215686275Bar | 30.8GPM @19.80 Bar
8 | 35.2 | GPM | 195 | @ | 19.1176 | Bar | 35.2GPM @19.1176470588235Bar | 35.2GPM @19.11 Bar
9 | 39.6 | GPM | 188 | @ | 18.4314 | Bar | 39.6GPM @18.4313725490196Bar | 39.6GPM @18.43 Bar
10 | 44 | GPM | 179 | @ | 17.549 | Bar | 44GPM @17.5490196078431Bar | 44GPM @17.54 Bar
11 | 48.4 | GPM | 174 | @ | 17.0588 | Bar | 48.4GPM @17.0588235294118Bar | 48.4GPM @17.05 Bar
12 | 52.8 | GPM | 163 | @ | 15.9804 | Bar | 52.8GPM @15.9803921568627Bar | 52.8GPM @15.98 Bar
13 | 57.2 | GPM | 147 | @ | 14.4118 | Bar | 57.2GPM @14.4117647058824Bar | 57.2GPM @14.41 Bar
14 | 61.6 | GPM | 135 | @ | 13.2353 | Bar | 61.6GPM @13.2352941176471Bar | 61.6GPM @13.23 Bar
gvs 8-140
8 | 35.2 | GPM | 160 | @ | 15.6863 | Bar | 35.2GPM @15.6862745098039Bar | 35.2GPM @15.68Bar
10 | 44 | GPM | 157 | @ | 15.3922 | Bar | 44GPM @15.3921568627451Bar | 44GPM @15.39Bar
12 | 52.8 | GPM | 152 | @ | 14.902 | Bar | 52.8GPM @14.9019607843137Bar | 52.8GPM @14.9Bar
14 | 61.6 | GPM | 146 | @ | 14.3137 | Bar | 61.6GPM @14.3137254901961Bar | 61.6GPM @14.31Bar
15 | 66 | GPM | 142 | @ | 13.9216 | Bar | 66GPM @13.921568627451Bar | 66GPM @13.92Bar
16 | 70.4 | GPM | 138 | @ | 13.5294 | Bar | 70.4GPM @13.5294117647059Bar | 70.4GPM @13.52Bar
18 | 79.2 | GPM | 128 | @ | 12.549 | Bar | 79.2GPM @12.5490196078431Bar | 79.2GPM @12.54Bar
20 | 88 | GPM | 117 | @ | 11.4706 | Bar | 88GPM @11.4705882352941Bar | 88GPM @11.47Bar
22 | 96.8 | GPM | 106 | @ | 10.3922 | Bar | 96.8GPM @10.3921568627451Bar | 96.8GPM @10.39Bar
gvr 15-120
10 | 44 | GPM | 232 | @ | 22.7451 | Bar | 44GPM @22.7450980392157Bar | 44GPM @22.74 Bar
12 | 52.8 | GPM | 228 | @ | 22.3529 | Bar | 52.8GPM @22.3529411764706Bar | 52.8GPM @22.35 Bar
14 | 61.6 | GPM | 223 | @ | 21.8627 | Bar | 61.6GPM @21.8627450980392Bar | 61.6GPM @21.86 Bar
15 | 66 | GPM | 219 | @ | 21.4706 | Bar | 66GPM @21.4705882352941Bar | 66GPM @21.47 Bar
16 | 70.4 | GPM | 216 | @ | 21.1765 | Bar | 70.4GPM @21.1764705882353Bar | 70.4GPM @21.17 Bar
18 | 79.2 | GPM | 207 | @ | 20.2941 | Bar | 79.2GPM @20.2941176470588Bar | 79.2GPM @20.29 Bar
20 | 88 | GPM | 197 | @ | 19.3137 | Bar | 88GPM @19.3137254901961Bar | 88GPM @19.31 Bar
22 | 96.8 | GPM | 185 | @ | 18.1373 | Bar | 96.8GPM @18.1372549019608Bar | 96.8GPM @18.13 Bar
24 | 105.6 | GPM | 172 | @ | 16.8627 | Bar | 105.6GPM @16.8627450980392Bar | 105.6GPM @16.86 Bar
26 | 114.4 | GPM | 158 | @ | 15.4902 | Bar | 114.4GPM @15.4901960784314Bar | 114.4GPM @15.49 Bar
gvs 15-120

## Jockey Pump 60Hz
Jockey Pump 60Hz
Item of | LIFECO-UK Item Code | Supplier Item Code | Description | LIFECO-UK GP (USD) | LIFECO-UK GP (AED)
LIFECO-UK | SF-PMPJOCKEY60HZ01 | 236002200066 | GMax Pump Vertical Multistage Jockey 3HP, 3500 RPM, 380V, 60Hz, GMax Model GVS 4-60 with base included. | 1322.8918 | 4861.6272
LIFECO-UK | SF-PMPJOCKEY60HZ02 | 236002200067 | GMax Pump Vertical Multistage Jockey 4HP, 3500 RPM, 380V, 60Hz, GMax Model GVS 4-70 with base included. | 1351.6453 | 4967.2966
LIFECO-UK | SF-PMPJOCKEY60HZ03 | 236002200068 | GMax Pump Vertical Multistage Jockey 4HP, 3500 RPM, 380V, 60Hz, GMax Model GVS 4-80 with base included. | 1389.479 | 5106.3353
LIFECO-UK | SF-PMPJOCKEY60HZ04 | 236002200069 | GMax Pump Vertical Multistage Jockey 5.5HP, 3500 RPM, 380V, 60Hz, GMax Model GVS 4-100 with base included. | 1556.891 | 5721.5745
LIFECO-UK | SF-PMPJOCKEY60HZ05 | 236002200070 | GMax Pump Vertical Multistage Jockey 5.5HP, 3500 RPM, 380V, 60Hz, GMax Model GVS 4-120 with base included. | 1602.8608 | 5890.5134
LIFECO-UK | SF-PMPJOCKEY60HZ06 | 236002200071 | GMax Pump Vertical Multistage Jockey 7.5HP, 3500 RPM, 380V, 60Hz, GMax Model GVS 4-140 with base included. | 2043.4295 | 7509.6034
LIFECO-UK |  |  | GMax Pump Vertical Multistage Jockey 7.5HP, 3500 RPM, 380V, 60Hz, GMax Model GVS 4-160 with base included. | 2146.1521 | 7887.1089 | 11 GPM @20.29 Bar 13.2 GPM @19.70 Bar 17.6 GPM @19.21 Bar 22 GPM @17.94 Bar 26.4 GPM @16.17 Bar 30.8GPM @14.31 Bar 35.2GPM @12.54 Bar
LIFECO-UK | SF-PMPJOCKEY60HZ08 | 236002200073 | GMax Pump Vertical Multistage Jockey 5.5HP, 3500 RPM, 380V, 60Hz, GMax Model GVS 8-60 with base included. | 1722.4151 | 6329.8757
LIFECO-UK | SF-PMPJOCKEY60HZ09 | 236002200074 | GMax Pump Vertical Multistage Jockey 7.5HP, 3500 RPM, 380V, 60Hz, GMax Model GVS 8-80 with base included. | 2152.9006 | 7911.9099
LIFECO-UK | SF-PMPJOCKEY60HZ10 | 236002200075 | GMax Pump Vertical Multistage Jockey 10HP, 3500 RPM, 380V, 60Hz, GMax Model GVS 8-100 with base included. | 2468.4119 | 9071.4137
LIFECO-UK | SF-PMPJOCKEY60HZ11 | 236002200076 | GMax Pump Vertical Multistage Jockey 10HP, 3500 RPM, 380V, 60Hz, GMax Model GVS 8-120 with base included. | 2744.8558 | 10087.345
LIFECO-UK |  |  | GMax Pump Vertical Multistage Jockey 15HP, 3500 RPM, 380V, 60Hz, GMax Model GVS 8-140 with base included. | 3203.0128 | 11771.0721 | 30.8GPM @19.80 Bar 35.2GPM @19.11 Bar 39.6GPM @18.43 Bar 44GPM @17.54 Bar 48.4GPM @17.05 Bar 52.8GPM @15.98 Bar 57.2GPM @14.41 Bar 61.6GPM @13.23 Bar
LIFECO-UK |  |  | GMax Pump Vertical Multistage Jockey 25HP, 3500 RPM, 380V, 60Hz, GMax Model GVS 15-120 with base included. | 3137.3938 | 11529.9222 | 44GPM @22.74 Bar 52.8GPM @22.35 Bar 61.6GPM @21.86 Bar 66GPM @21.47 Bar 70.4GPM @21.17 Bar 79.2GPM @20.29 Bar 88GPM @19.31 Bar 96.8GPM @18.13 Bar 105.6GPM @16.86 Bar 114.4GPM @15.49 Bar
LIFECO-UK | SF-PMPJOCKEY60HZ13 | 236002200078 | GMax Pump Vertical Multistage Jockey 7.5HP, 3500 RPM, 380V, 60Hz, GMax Model GVS 16-40 with base included. | 3137.3938 | 11529.9222
LIFECO-UK | SF-PMPJOCKEY60HZ14 | 236002200079 | GMax Pump Vertical Multistage Jockey 10HP, 3500 RPM, 380V, 60Hz, GMax Model GVS 16-50 with base included. | 3470.247 | 12753.1578
LIFECO-UK | SF-PMPJOCKEY60HZ15 | 236002200080 | GMax Pump Vertical Multistage Jockey 15HP, 3500 RPM, 380V, 60Hz, GMax Model GVS 16-60 with base included. | 3576.1813 | 13142.4661
LIFECO-UK | SF-PMPJOCKEY60HZ16 | 236002200081 | GMax Pump Vertical Multistage Jockey 15HP, 3500 RPM, 380V, 60Hz, GMax Model GVS 16-80 with base included. | 3969.6513 | 14588.4684
LIFECO-UK | SF-PMPJOCKEY60HZ17 | 236002200082 | GMax Pump Vertical Multistage Jockey 20HP, 3500 RPM, 380V, 60Hz, GMax Model GVS 16-100 with base included. | 4718.7576 | 17341.4342
LIFECO-UK | SF-PMPJOCKEY60HZ18 | 236002200083 | GMax Pump Vertical Multistage Jockey 20HP, 3500 RPM, 380V, 60Hz, GMax Model GVS 20-70 with base included. | 4015.0516 | 14755.3148
LIFECO-UK | SF-PMPJOCKEY60HZ19 | 236002200084 | GMax Pump Vertical Multistage Jockey 20HP, 3500 RPM, 380V, 60Hz, GMax Model GVS 20-80 with base included. | 4120.9859 | 15144.6231
LIFECO-UK | SF-PMPJOCKEY60HZ20 | 236002200085 | GMax Pump Vertical Multistage Jockey 25HP, 3500 RPM, 380V, 60Hz, GMax Model GVS 20-100 with base included. | 4322.8777 | 15886.5754
LIFECO-UK |  | 236002200110 | GMAX Pump Vertical Multistage Jockey, 3500 RPM, 380V, 60HZ With Base Included | 3137.3938 | 11529.9222

## Listed Control Panels
Listed Control Panels
Item of | LIFECO-UK Item Code | Supplier Item Code | Description | LIFECO-UK GP (USD) | LIFECO-UK GP (AED)
Electric Fire Pump Control Panel GPA (DOL) and GPY (Star Delta) 50HZ
TORNATECH |  | 107002200004 | Control Panel with NEMA2 Encl. for Electric Pump DOL Starter Model GPA-10HP-50HZ-380/415V-3PH, Tornatech. UL&FM Approved. | 5491.069 | 20179.6787
TORNATECH |  | 088001200064 | Control Panel with NEMA2 Encl. for Electric Pump DOL Starter Model GPA-15HP-50HZ-380/415V-3PH, Tornatech. UL&FM Approved. | 5491.069 | 20179.6787
TORNATECH |  | 088001200036 | Control Panel with NEMA2 Encl. for Electric Pump DOL Starter Model GPA-20HP-50HZ-380/415V-3PH, Tornatech. UL&FM Approved. | 5491.069 | 20179.6787
TORNATECH |  | 088001200037 | Control Panel with NEMA2 Encl. for Electric Pump DOL Starter Model GPA-25HP-50HZ-380/415V-3PH, Tornatech. UL&FM Approved. | 5491.069 | 20179.6787
TORNATECH |  | 088001200065 | Control Panel with NEMA2 Encl. for Electric Pump DOL Starter Model GPA-30HP-50HZ-380/415V-3PH, Tornatech. UL&FM Approved. | 5491.069 | 20179.6787
TORNATECH |  | 088001200066 | Control Panel with NEMA2 Encl. for Electric Pump DOL Starter Model GPA-40HP-50HZ-380/415V-3PH, Tornatech. UL&FM Approved. | 5491.069 | 20179.6787
TORNATECH |  | 088001200067 | Control Panel with NEMA2 Encl. for Electric Pump DOL Starter Model GPA-50HP-50HZ-380/415V-3PH, Tornatech. UL&FM Approved. | 5491.069 | 20179.6787
TORNATECH |  | 088001200080 | Control Panel with NEMA2 Encl. for Electric Pump DOL Starter Model GPA-60HP-50HZ-380/415V-3PH, Tornatech. UL&FM Approved. | 6389.8515 | 23482.7043
TORNATECH |  | 088001200079 | Control Panel with NEMA2 Encl. for Electric Pump DOL Starter Model GPA-75HP-50HZ-380/415V-3PH, Tornatech. UL&FM Approved. | 6389.8515 | 23482.7043
TORNATECH |  | 088001200068 | Control Panel with NEMA2 Encl. for Electric Pump Star Delta Open Starter Model GPY-100HP-50HZ-380/415V-3PH, Tornatech. UL&FM Approved. | 8878.7877 | 32629.5447
TORNATECH |  | 088001200070 | Control Panel with NEMA2 Encl. for Electric Pump Star Delta Open Starter Model GPY-125HP-50HZ-380/415V-3PH, Tornatech. UL&FM Approved. | 9812.1387 | 36059.6098
TORNATECH |  | 088001200038 | Control Panel with NEMA2 Encl. for Electric Pump Star Delta Open Starter Model GPY-150HP-50HZ-380/415V-3PH, Tornatech. UL&FM Approved. | 11868.9679 | 43618.4571
TORNATECH |  | 088001200039 | Control Panel with NEMA2 Encl. for Electric Pump Star Delta Open Starter Model GPY-200HP-50HZ-380/415V-3PH, Tornatech. UL&FM Approved. | 12387.4963 | 45524.0488
TORNATECH |  | 088001200040 | Control Panel with NEMA2 Encl. for Electric Pump Star Delta Open Starter Model GPY-250HP-50HZ-380/415V-3PH, Tornatech. UL&FM Approved. | 15325.8237 | 56322.402
TORNATECH |  | 017009100001 | Control Panel with NEMA2 Encl. for Electric Pump Star Delta Open Starter Model GPY-300HP-50HZ-380/415V-3PH, Tornatech. UL&FM Approved. | 18004.8869 | 66167.9594
TORNATECH |  | 017009100002 | Control Panel with NEMA2 Encl. for Electric Pump Star Delta Open Starter Model GPY-350HP-50HZ-380/415V-3PH, Tornatech. UL&FM Approved. | 25787.1335 | 94767.7155
TORNATECH |  | 017009100003 | Control Panel with NEMA2 Encl. for Electric Pump Star Delta Open Starter Model GPY-400HP-50HZ-380/415V-3PH, Tornatech. UL&FM Approved. | 25787.1335 | 94767.7155
TORNATECH |  | 193027200004 | Control Panel with NEMA2 Encl. for Electric Pump Star Delta Open Starter Model FD70 450HP-50HZ-380/415V-3PH, EATON. UL&FM Approved. | 30845.6432 | 113357.7389
TORNATECH |  | 193027200005 | Control Panel with NEMA2 Encl. for Electric Pump Star Delta Open Starter Model FD70 500HP-50HZ-380/415V-3PH, EATON. UL&FM Approved. | 35686.1949 | 131146.7663
Electric Fire Pump Control Panel GPA (DOL) and GPY (Star Delta) 60HZ
TORNATECH |  | 193027200006 | Control Panel with NEMA2 Encl. for Electric Pump DOL Starter Model GPA-10HP-60HZ-380V-3PH, Tornatech. UL&FM Approved. | 5491.069 | 20179.6787
TORNATECH |  | 193027200007 | Control Panel with NEMA2 Encl. for Electric Pump DOL Starter Model GPA-15HP-60HZ-380V-3PH, Tornatech. UL&FM Approved. | 5491.069 | 20179.6787
TORNATECH |  | 193027200008 | Control Panel with NEMA2 Encl. for Electric Pump DOL Starter Model GPA-20HP-60HZ-380V-3PH, Tornatech. UL&FM Approved. | 5491.069 | 20179.6787
TORNATECH |  | 193027200009 | Control Panel with NEMA2 Encl. for Electric Pump DOL Starter Model GPA-25HP-60HZ-380V-3PH, Tornatech. UL&FM Approved. | 5491.069 | 20179.6787
TORNATECH |  | 088001200112 | Control Panel with NEMA2 Encl. for Electric Pump DOL Starter Model GPA-30HP-60HZ-380V-3PH, Tornatech. UL&FM Approved. | 5491.069 | 20179.6787
TORNATECH |  | 088001200073 | Control Panel with NEMA2 Encl. for Electric Pump DOL Starter Model GPA-40HP-60HZ-380V-3PH, Tornatech. UL&FM Approved. | 5491.069 | 20179.6787
TORNATECH |  | 107002200003 | Control Panel with NEMA2 Encl. for Electric Pump DOL Starter Model GPA-50HP-60HZ-380V-3PH, Tornatech. UL&FM Approved. | 5491.069 | 20179.6787
TORNATECH |  | 088001200095 | Control Panel with NEMA2 Encl. for Electric Pump DOL Starter Model GPA-60HP-60HZ-380V-3PH, Tornatech. UL&FM Approved. | 6389.8515 | 23482.7043
TORNATECH |  | 088001200094 | Control Panel with NEMA2 Encl. for Electric Pump DOL Starter Model GPA-75HP-60HZ-380V-3PH, Tornatech. UL&FM Approved. | 6389.8515 | 23482.7043
TORNATECH |  | 088001200061 | Control Panel with NEMA2 Encl. for Electric Pump Star Delta Open Starter Model GPY-100HP-60HZ-380V-3PH, Tornatech. UL&FM Approved. | 8878.7877 | 32629.5447
TORNATECH |  | 088001200020 | Control Panel with NEMA2 Encl. for Electric Pump Star Delta Open Starter Model GPY-125HP-60HZ-380V-3PH, Tornatech. UL&FM Approved. | 9812.1387 | 36059.6098
TORNATECH |  | 088001200057 | Control Panel with NEMA2 Encl. for Electric Pump Star Delta Open Starter Model GPY-150HP-60HZ-380V-3PH, Tornatech. UL&FM Approved. | 11868.9679 | 43618.4571
TORNATECH |  | 088001200076 | Control Panel with NEMA2 Encl. for Electric Pump Star Delta Open Starter Model GPY-200HP-60HZ-380V-3PH, Tornatech. UL&FM Approved. | 12387.4963 | 45524.0488
TORNATECH |  | 193039200005 | Control Panel with NEMA2 Encl. for Electric Pump Star Delta Open Starter Model GPY-250HP-60HZ-380V-3PH, Tornatech. UL&FM Approved. | 15325.8237 | 56322.402
TORNATECH |  | 088001200074 | Control Panel with NEMA2 Encl. for Electric Pump Star Delta Open Starter Model GPY-300HP-60HZ-380V-3PH, Tornatech. UL&FM Approved. | 18004.8869 | 66167.9594
TORNATECH |  | 017009100017 | Control Panel with NEMA2 Encl. for Electric Pump Star Delta Open Starter Model GPY-350HP-60HZ-380V-3PH, Tornatech. UL&FM Approved. | 25787.1335 | 94767.7155
TORNATECH |  | 107004200018 | Control Panel with NEMA2 Encl. for Electric Pump Star Delta Open Starter Model GPY-400HP-60HZ-380V-3PH, Tornatech. UL&FM Approved. | 25787.1335 | 94767.7155
TORNATECH |  | 193027200010 | Control Panel with NEMA2 Encl. for Electric Pump Star Delta Open Starter Model FD70 450HP-60HZ-380V-3PH, EATON. UL&FM Approved. | 30845.6432 | 113357.7389
TORNATECH |  | 193027200011 | Control Panel with NEMA2 Encl. for Electric Pump Star Delta Open Starter Model FD70 500HP-60HZ-380V-3PH, EATON. UL&FM Approved. | 35686.1949 | 131146.7663
Options for GPA and GPY Panels
TORNATECH |  | UPGRADE00001 | Upgrade to NEMA 4 assembly 5HP to 60HP for GPA and GPY Models | 1166.6888 | 4287.5814
TORNATECH |  | UPGRADE00002 | Upgrade to NEMA 4 assembly 75HP to 300HP for GPA and GPY Models | 1771.6386 | 6510.7718
TORNATECH |  | UPGRADE00003 | Upgrade to NEMA 4 assembly 350HP to 400HP for GPA and GPY Models | 3093.8859 | 11370.0307
TORNATECH |  | UPGRADE00004 | Upgrade to NEMA 4X assembly stainless steel -304 painted 5HP to 60HP for GPA and GPY Models | 5142.073 | 18897.1181
TORNATECH |  | UPGRADE00117 | Upgrade to NEMA 4X assembly stainless steel -304 painted 75HP to 125HP for GPA and GPY Models | 6697.6581 | 24613.8933
TORNATECH |  | UPGRADE00005 | Upgrade to NEMA 4X assembly stainless steel -304 painted 150HP to 300HP for GPA and GPY Models | 7475.4506 | 27472.281
TORNATECH |  | UPGRADE00006 | Upgrade to NEMA 4X assembly stainless steel -304 painted 350HP to 400HP for GPA and GPY Models | 13084.1991 | 48084.4316
TORNATECH |  | UPGRADE00007 | Upgrade to NEMA 3R assembly 5 to 60HP for GPA and GPY Models | 328.4013 | 1206.8748
TORNATECH |  | UPGRADE00008 | Upgrade to NEMA 3R assembly 75 to 300HP for GPA and GPY Models | 665.4447 | 2445.5094
TORNATECH |  | UPGRADE00009 | Upgrade to NEMA 3R assembly 350 to 400HP for GPA and GPY Models | 1162.3678 | 4271.7015
TORNATECH |  | UPGRADE00010 | Upgrade to NEMA 3 assembly 5 to 60HP for GPA and GPY Models | 518.5284 | 1905.5917
TORNATECH |  | UPGRADE00011 | Upgrade to NEMA 3 assembly 75 to 300HP for GPA and GPY Models | 691.3712 | 2540.789
TORNATECH |  | UPGRADE00012 | Upgrade to NEMA 3 assembly 350 to 400HP for GPA and GPY Models | 1209.8995 | 4446.3807
TORNATECH |  | UPGRADE00013 | Upgrade to IP54 assembly 5 to 60HP for GPA and GPY Models | 518.5284 | 1905.5917
TORNATECH |  | UPGRADE00118 | Upgrade to IP54 assembly 75 to 300HP for GPA and GPY Models | 691.3712 | 2540.789
TORNATECH |  | UPGRADE00119 | Upgrade to IP54 assembly 350 to 400HP for GPA and GPY Models | 1209.8995 | 4446.3807
TORNATECH |  | UPGRADE00014 | Upgrade to IP55 assembly 5 to 60HP for GPA and GPY Models | 518.5284 | 1905.5917
TORNATECH |  | UPGRADE00120 | Upgrade to IP55 assembly 75 to 300HP for GPA and GPY Models | 691.3712 | 2540.789
TORNATECH |  | UPGRADE00121 | Upgrade to IP55 assembly 350 to 400HP for GPA and GPY Models | 1209.8995 | 4446.3807
TORNATECH |  | UPGRADE00015 | Upgrade to IP65 assembly 5 to 60HP for GPA and GPY Models | 1166.6888 | 4287.5814
TORNATECH |  | UPGRADE00122 | Upgrade to IP65 assembly 75 to 300HP for GPA and GPY Models | 1771.6386 | 6510.7718
TORNATECH |  | UPGRADE00123 | Upgrade to IP65 assembly 350 to 400HP for GPA and GPY Models | 3093.8859 | 11370.0307
TORNATECH |  | UPGRADE00016 | Upgrade to IP66 assembly 5 to 60HP for GPA and GPY Models | 1555.5851 | 5716.7752
TORNATECH |  | UPGRADE00124 | Upgrade to NEMA 12 assembly 5 to 60HP for GPA and GPY Models | 712.9765 | 2620.1886
TORNATECH |  | UPGRADE00125 | Upgrade to NEMA 12 assembly 75 to 300HP for GPA and GPY Models | 1231.5049 | 4525.7804
TORNATECH |  | UPGRADE00126 | Upgrade to NEMA 12 assembly 350 to 400HP for GPA and GPY Models | 2151.8927 | 7908.2057
Diesel Fire Pump Control Panel GPD
TORNATECH |  | 088001200060 | Control Panel with NEMA2 Encl. for Diesel Pump Model GPD-12-220 Tornatech. UL&FM Approved. | 4916.311 | 18067.4429
TORNATECH |  | 088001200063 | Control Panel with NEMA2 Encl. for Diesel Pump Model GPD-24-220 Tornatech. UL&FM Approved. | 5012.8646 | 18422.2773
Options for GPD Panels
TORNATECH |  | UPGRADE00017 | Upgrade to NEMA 3R assembly for GPD Models | 305.7529 | 1123.642
TORNATECH |  | UPGRADE00018 | Upgrade to NEMA 4 assembly for GPD Models | 1287.3808 | 4731.1243
TORNATECH |  | UPGRADE00019 | Upgrade to NEMA 4X assembly stainless steel-304 painted red for GPD Models | 4385.1407 | 16115.3922
TORNATECH |  | UPGRADE00020 | Upgrade to NEMA 4X ENCLOSURE 304 SS STAINLESS STEEL BRUSHED FINISH for GPD Models | 4702.9629 | 17283.3886
TORNATECH |  | UPGRADE00021 | Upgrade to NEMA 4X ENCLOSURE 316 SS STAINLESS STEEL PAINTED RED for GPD Models | PRICE UPON REQUEST | PRICE UPON REQUEST
TORNATECH |  | UPGRADE00022 | Upgrade to NEMA 4X ENCLOSURE 316 SS STAINLESS STEEL BRUSHED FINISH for GPD Models | PRICE UPON REQUEST | PRICE UPON REQUEST
TORNATECH |  | UPGRADE00023 | Upgrade to NEMA 3 assembly for GPD Models | 482.7678 | 1774.1716
TORNATECH |  | UPGRADE00024 | Upgrade to IP54 assembly for GPD Models | 305.7529 | 1123.642
TORNATECH |  | UPGRADE00025 | Upgrade to IP55 assembly for GPD Models | 402.3065 | 1478.4764
TORNATECH |  | UPGRADE00026 | Upgrade to IP65 assembly for GPD Models | 563.2291 | 2069.8669
TORNATECH |  | UPGRADE00027 | Upgrade to IP66 assembly for GPD Models | 885.0743 | 3252.648
TORNATECH |  | UPGRADE00127 | Upgrade to NEMA 12 assembly for GPD Models | 663.8057 | 2439.486
Jockey Pump Control Panel JP3 50HZ
TORNATECH |  | 088001200046 | Control Panel with NEMA2 Encl. for Jockey Pump DOL Starter Model JP3-2HP-50HZ-380/415V-3PH, Tornatech. UL Approved. | 1087.8432 | 3997.8239
TORNATECH |  | 088001200059 | Control Panel with NEMA2 Encl. for Jockey Pump DOL Starter Model JP3-3HP-50HZ-380/415V-3PH, Tornatech. UL Approved. | 1087.8432 | 3997.8239
TORNATECH |  | 088001200092 | Control Panel with NEMA2 Encl. for Jockey Pump DOL Starter Model JP3-4HP-50HZ-380/415V-3PH, Tornatech. UL Approved. | 1087.8432 | 3997.8239
TORNATECH |  | 088001200045 | Control Panel with NEMA2 Encl. for Jockey Pump DOL Starter Model JP3-5.5HP-50HZ-380/415V-3PH, Tornatech. UL Approved. | 1087.8432 | 3997.8239
TORNATECH |  | 088001200049 | Control Panel with NEMA2 Encl. for Jockey Pump DOL Starter Model JP3-7.5HP-50HZ-380/415V-3PH, Tornatech. UL Approved. | 1087.8432 | 3997.8239
TORNATECH |  | 088001200047 | Control Panel with NEMA2 Encl. for Jockey Pump DOL Starter Model JP3-10HP-50HZ-380/415V-3PH, Tornatech. UL Approved. | 1161.7484 | 4269.4255
TORNATECH |  | 088001200048 | Control Panel with NEMA2 Encl. for Jockey Pump DOL Starter Model JP3-15HP-50HZ-380/415V-3PH, Tornatech. UL Approved. | 1161.7484 | 4269.4255
TORNATECH |  | 088001200104 | Control Panel with NEMA2 Encl. for Jockey Pump DOL Starter Model JP3-20HP-50HZ-380/415V-3PH, Tornatech. UL Approved. | 1161.7484 | 4269.4255
TORNATECH |  | 088001200101 | Control Panel with NEMA2 Encl. for Jockey Pump DOL Starter Model JP3-25HP-50HZ-380/415V-3PH, Tornatech. UL Approved. | 1623.6559 | 5966.9354
TORNATECH |  | 088001200103 | Control Panel with NEMA2 Encl. for Jockey Pump DOL Starter Model JP3-30HP-50HZ-380/415V-3PH, Tornatech. UL Approved. | 2307.2789 | 8479.25
TORNATECH |  | 193047200005 | Control Panel with NEMA2 Encl. for Jockey Pump DOL Starter Model JP3-40HP-50HZ-380/415V-3PH, Tornatech. UL Approved. | 2353.4697 | 8649.001
TORNATECH |  | 193061200002 | TORNATECH Control Panel With NEMA2 Encl. For Jockey Pump DOL Starter 380/415V, 50HZ, UL Approved | 1172.325 | 4308.2944
Jockey Pump Control Panel JP3 60HZ
TORNATECH |  | 126064200177 | Control Panel with NEMA2 Encl. for Jockey Pump DOL Starter Model JP3-2HP-60HZ-380V-3PH, Tornatech. UL Approved. | 1087.8432 | 3997.8239
TORNATECH |  | 193047200004 | Control Panel with NEMA2 Encl. for Jockey Pump DOL Starter Model JP3-3HP-60HZ-380V-3PH, Tornatech. UL Approved. | 1087.8432 | 3997.8239
TORNATECH |  | 193049200005 | Control Panel with NEMA2 Encl. for Jockey Pump DOL Starter Model JP3-4HP-60HZ-380V-3PH, Tornatech. UL Approved. | 1087.8432 | 3997.8239
TORNATECH |  | 088001200062 | Control Panel with NEMA2 Encl. for Jockey Pump DOL Starter Model JP3-5.5HP-60HZ-380V-3PH, Tornatech. UL Approved. | 1087.8432 | 3997.8239
TORNATECH |  | 088001200058 | Control Panel with NEMA2 Encl. for Jockey Pump DOL Starter Model JP3-7.5HP-60HZ-380V-3PH, Tornatech. UL Approved. | 1087.8432 | 3997.8239
TORNATECH |  | 088001200082 | Control Panel with NEMA2 Encl. for Jockey Pump DOL Starter Model JP3-10HP-60HZ-380V-3PH, Tornatech. UL Approved. | 1161.7484 | 4269.4255
TORNATECH |  | 088001200111 | Control Panel with NEMA2 Encl. for Jockey Pump DOL Starter Model JP3-15HP-60HZ-380V-3PH, Tornatech. UL Approved. | 1161.7484 | 4269.4255
TORNATECH |  | 088001200054 | Control Panel with NEMA2 Encl. for Jockey Pump DOL Starter Model JP3-20HP-60HZ-380V-3PH, Tornatech. UL Approved. | 1161.7484 | 4269.4255
TORNATECH |  | 017009100016 | Control Panel with NEMA2 Encl. for Jockey Pump DOL Starter Model JP3-25HP-60HZ-380V-3PH, Tornatech. UL Approved. | 1623.6559 | 5966.9354
TORNATECH |  | 107003200008 | Control Panel with NEMA2 Encl. for Jockey Pump DOL Starter Model JP3-30HP-60HZ-380V-3PH, Tornatech. UL Approved. | 2307.2789 | 8479.25
TORNATECH |  | 088001200081 | Control Panel with NEMA2 Encl. for Jockey Pump DOL Starter Model JP3-40HP-60HZ-380V-3PH, Tornatech. UL Approved. | 2353.4697 | 8649.001
TORNATECH |  | 193061200003 | TORNATECH Control Panel With NEMA2 Encl. For Jockey Pump DOL Starter 380V, 60HZ, UL Approved | 1172.325 | 4308.2944
Options for JP3 Panels
TORNATECH |  | UPGRADE00028 | Upgrade to NEMA 3R assembly for JP3 Models | 554.2889 | 2037.0119
TORNATECH |  | UPGRADE00029 | Upgrade to NEMA 3 assembly for JP3 Models | 812.9571 | 2987.6174
TORNATECH |  | UPGRADE00030 | Upgrade to NEMA 4 assembly for JP3 Models | 1164.0068 | 4277.7249
TORNATECH |  | UPGRADE00031 | Upgrade to NEMA 4x assembly sst-304 painted for JP3 Models | 1468.8657 | 5398.0814
TORNATECH |  | UPGRADE00032 | Upgrade to NEMA 4X 304SST ENCLOSURE BRUSHED FINISH for JP3 Models | 2956.2077 | 10864.0633
TORNATECH |  | UPGRADE00033 | Upgrade to NEMA 4X 316SST ENCLOSURE PAINTED RED for JP3 Models | 3233.3522 | 11882.5692
TORNATECH |  | UPGRADE00034 | Upgrade to NEMA 4X 316SST ENCLOSURE BRUSHED FINISH for JP3 Models | PRICE UPON REQUEST | PRICE UPON REQUEST
TORNATECH |  | UPGRADE00035 | Upgrade to IP54 assembly for JP3 Models | 739.0519 | 2716.0158
TORNATECH |  | UPGRADE00036 | Upgrade to IP65 assembly for JP3 Models | 1219.4357 | 4481.4261
TORNATECH |  | UPGRADE00037 | Upgrade to IP55 assembly for JP3 Models | 997.7201 | 3666.6214
TORNATECH |  | UPGRADE00038 | Upgrade to IP66 assembly for JP3 Models | 1607.4379 | 5907.3344
TORNATECH |  | UPGRADE00128 | Upgrade to NEMA 12 assembly for JP3 Models | 1071.6253 | 3938.2229
Electric Fire Pump Control Panel Soft Starter GPS 50HZ
TORNATECH |  | 193027200012 | Control Panel with NEMA2 Encl. for Electric Pump Soft Starter Model GPS-15HP-50HZ-380/415V-3PH, Tornatech. UL&FM Approved. | 10799.7267 | 39688.9955
TORNATECH |  | 193027200013 | Control Panel with NEMA2 Encl. for Electric Pump Soft Starter Model GPS-20HP-50HZ-380/415V-3PH, Tornatech. UL&FM Approved. | 10799.7267 | 39688.9955
TORNATECH |  | 193027200014 | Control Panel with NEMA2 Encl. for Electric Pump Soft Starter Model GPS-25HP-50HZ-380/415V-3PH, Tornatech. UL&FM Approved. | 10799.7267 | 39688.9955
TORNATECH |  | 193027200015 | Control Panel with NEMA2 Encl. for Electric Pump Soft Starter Model GPS-30HP-50HZ-380/415V-3PH, Tornatech. UL&FM Approved. | 10799.7267 | 39688.9955
TORNATECH |  | 193035200003 | Control Panel with NEMA2 Encl. for Electric Pump Soft Starter Model GPS-40HP-50HZ-380/415V-3PH, Tornatech. UL&FM Approved. | 10799.7267 | 39688.9955
TORNATECH |  | 193035200004 | Control Panel with NEMA2 Encl. for Electric Pump Soft Starter Model GPS-50HP-50HZ-380/415V-3PH, Tornatech. UL&FM Approved. | 12897.6805 | 47398.9759
TORNATECH |  | 107028200003 | Control Panel with NEMA2 Encl. for Electric Pump Soft Starter Model GPS-60HP-50HZ-380/415V-3PH, Tornatech. UL&FM Approved. | 12897.6805 | 47398.9759
TORNATECH |  | 107082200001 | Control Panel with NEMA2 Encl. for Electric Pump Soft Starter Model GPS-75HP-50HZ-380/415V-3PH, Tornatech. UL&FM Approved. | 12897.6805 | 47398.9759
TORNATECH |  | 088001200107 | Control Panel with NEMA2 Encl. for Electric Pump Soft Starter Model GPS-100HP-50HZ-380/415V-3PH, Tornatech. UL&FM Approved. | 13202.8374 | 48520.4276
TORNATECH |  | 088001200106 | Control Panel with NEMA2 Encl. for Electric Pump Soft Starter Model GPS-125HP-50HZ-380/415V-3PH, Tornatech. UL&FM Approved. | 14804.9113 | 54408.049
TORNATECH |  | 107028200002 | Control Panel with NEMA2 Encl. for Electric Pump Soft Starter Model GPS-150HP-50HZ-380/415V-3PH, Tornatech. UL&FM Approved. | 14804.9113 | 54408.049
TORNATECH |  | 088001200102 | Control Panel with NEMA2 Encl. for Electric Pump Soft Starter Model GPS-200HP-50HZ-380/415V-3PH, Tornatech. UL&FM Approved. | 23864.2574 | 87701.1461
TORNATECH |  | 088001200108 | Control Panel with NEMA2 Encl. for Electric Pump Soft Starter Model GPS-250HP-50HZ-380/415V-3PH, Tornatech. UL&FM Approved. | 23864.2574 | 87701.1461
TORNATECH |  | 107028200004 | Control Panel with NEMA2 Encl. for Electric Pump Soft Starter Model GPS-300HP-50HZ-380/415V-3PH, Tornatech. UL&FM Approved. | 24112.1974 | 88612.3256
TORNATECH |  | 107028200009 | Control Panel with NEMA2 Encl. for Electric Pump Soft Starter Model GPS-350HP-50HZ-380/415V-3PH, Tornatech. UL&FM Approved. | 39732.4174 | 146016.6341
TORNATECH |  | 193027200016 | Control Panel with NEMA2 Encl. for Electric Pump Soft Starter Model GPS-400HP-50HZ-380/415V-3PH, Tornatech. UL&FM Approved. | 50031.4636 | 183865.6287
Electric Fire Pump Control Panel Soft Starter GPS 60HZ
TORNATECH |  | 193027200017 | Control Panel with NEMA2 Encl. for Electric Pump Soft Starter Model GPS-15HP-60HZ-380V-3PH, Tornatech. UL&FM Approved. | 10799.7267 | 39688.9955
TORNATECH |  | 193027200018 | Control Panel with NEMA2 Encl. for Electric Pump Soft Starter Model GPS-20HP-60HZ-380V-3PH, Tornatech. UL&FM Approved. | 10799.7267 | 39688.9955
TORNATECH |  | 193027200019 | Control Panel with NEMA2 Encl. for Electric Pump Soft Starter Model GPS-25HP-60HZ-380V-3PH, Tornatech. UL&FM Approved. | 10799.7267 | 39688.9955
TORNATECH |  | 193027200020 | Control Panel with NEMA2 Encl. for Electric Pump Soft Starter Model GPS-30HP-60HZ-380V-3PH, Tornatech. UL&FM Approved. | 10799.7267 | 39688.9955
TORNATECH |  | 193027200021 | Control Panel with NEMA2 Encl. for Electric Pump Soft Starter Model GPS-40HP-60HZ-380V-3PH, Tornatech. UL&FM Approved. | 10799.7267 | 39688.9955
TORNATECH |  | 193027200022 | Control Panel with NEMA2 Encl. for Electric Pump Soft Starter Model GPS-50HP-60HZ-380V-3PH, Tornatech. UL&FM Approved. | 12897.6805 | 47398.9759
TORNATECH |  | 193027200023 | Control Panel with NEMA2 Encl. for Electric Pump Soft Starter Model GPS-60HP-60HZ-380V-3PH, Tornatech. UL&FM Approved. | 12897.6805 | 47398.9759
TORNATECH |  | 193027200024 | Control Panel with NEMA2 Encl. for Electric Pump Soft Starter Model GPS-75HP-60HZ-380V-3PH, Tornatech. UL&FM Approved. | 12897.6805 | 47398.9759
TORNATECH |  | 193035200005 | Control Panel with NEMA2 Encl. for Electric Pump Soft Starter Model GPS-100HP-60HZ-380V-3PH, Tornatech. UL&FM Approved. | 13202.8374 | 48520.4276
TORNATECH |  | 193027200025 | Control Panel with NEMA2 Encl. for Electric Pump Soft Starter Model GPS-125HP-60HZ-380V-3PH, Tornatech. UL&FM Approved. | 14804.9113 | 54408.049
TORNATECH |  | 107028200006 | Control Panel with NEMA2 Encl. for Electric Pump Soft Starter Model GPS-150HP-60HZ-380V-3PH, Tornatech. UL&FM Approved. | 14804.9113 | 54408.049
TORNATECH |  | 193035200007 | Control Panel with NEMA2 Encl. for Electric Pump Soft Starter Model GPS-200HP-60HZ-380V-3PH, Tornatech. UL&FM Approved. | 23864.2574 | 87701.1461
TORNATECH |  | 107028200008 | Control Panel with NEMA2 Encl. for Electric Pump Soft Starter Model GPS-250HP-60HZ-380V-3PH, Tornatech. UL&FM Approved. | 23864.2574 | 87701.1461
TORNATECH |  | 193027200026 | Control Panel with NEMA2 Encl. for Electric Pump Soft Starter Model GPS-300HP-60HZ-380V-3PH, Tornatech. UL&FM Approved. | 24112.1974 | 88612.3256
TORNATECH |  | 193027200027 | Control Panel with NEMA2 Encl. for Electric Pump Soft Starter Model GPS-350HP-60HZ-380V-3PH, Tornatech. UL&FM Approved. | 39732.4174 | 146016.6341
TORNATECH |  | 193027200028 | Control Panel with NEMA2 Encl. for Electric Pump Soft Starter Model GPS-400HP-60HZ-380V-3PH, Tornatech. UL&FM Approved. | 50031.4636 | 183865.6287
Electric Fire Pump Control Panel GPA+GPU (DOL) and GPY+GPU (Star Delta) 50HZ with Automatic Power Transfer Switch
TORNATECH |  | 193027200029 | Control Panel with NEMA2 Encl. for Electric Pump DOL Starter with Automatic Power Transfer Switch Model GPA+GPU 10HP-50HZ-380/415V-3PH, Tornatech. UL&FM Approved. | 21079.7005 | 77467.8994
TORNATECH |  | 193027200030 | Control Panel with NEMA2 Encl. for Electric Pump DOL Starter with Automatic Power Transfer Switch Model GPA+GPU 15HP-50HZ-380/415V-3PH, Tornatech. UL&FM Approved. | 21079.7005 | 77467.8994
TORNATECH |  | 193027200031 | Control Panel with NEMA2 Encl. for Electric Pump DOL Starter with Automatic Power Transfer Switch Model GPA+GPU 20HP-50HZ-380/415V-3PH, Tornatech. UL&FM Approved. | 21079.7005 | 77467.8994
TORNATECH |  | 193027200032 | Control Panel with NEMA2 Encl. for Electric Pump DOL Starter with Automatic Power Transfer Switch Model GPA+GPU 25HP-50HZ-380/415V-3PH, Tornatech. UL&FM Approved. | 21079.7005 | 77467.8994
TORNATECH |  | 193027200033 | Control Panel with NEMA2 Encl. for Electric Pump DOL Starter with Automatic Power Transfer Switch Model GPA+GPU 30HP-50HZ-380/415V-3PH, Tornatech. UL&FM Approved. | 21079.7005 | 77467.8994
TORNATECH |  | 193027200034 | Control Panel with NEMA2 Encl. for Electric Pump DOL Starter with Automatic Power Transfer Switch Model GPA+GPU 40HP-50HZ-380/415V-3PH, Tornatech. UL&FM Approved. | 21079.7005 | 77467.8994
TORNATECH |  | 193027200035 | Control Panel with NEMA2 Encl. for Electric Pump DOL Starter with Automatic Power Transfer Switch Model GPA+GPU 50HP-50HZ-380/415V-3PH, Tornatech. UL&FM Approved. | 21079.7005 | 77467.8994
TORNATECH |  | 193027200036 | Control Panel with NEMA2 Encl. for Electric Pump DOL Starter with Automatic Power Transfer Switch Model GPA+GPU 60HP-50HZ-380/415V-3PH, Tornatech. UL&FM Approved. | 22281.2559 | 81883.6154
TORNATECH |  | 107046200001 | Control Panel with NEMA2 Encl. for Electric Pump DOL Starter with Automatic Power Transfer Switch Model GPA+GPU 75HP-50HZ-380/415V-3PH, Tornatech. UL&FM Approved. | 22281.2559 | 81883.6154
TORNATECH |  | 193027200037 | Control Panel with NEMA2 Encl. for Electric Pump Star Delta Open Starter with Automatic Power Transfer Switch Model GPY+GPU 100HP-50HZ-380/415V-3PH, Tornatech. UL&FM Approved. | 25676.1267 | 94359.7655
TORNATECH |  | 193027200038 | Control Panel with NEMA2 Encl. for Electric Pump Star Delta Open Starter with Automatic Power Transfer Switch Model GPY+GPU 125HP-50HZ-380/415V-3PH, Tornatech. UL&FM Approved. | 26706.0313 | 98144.665
TORNATECH |  | 193027200039 | Control Panel with NEMA2 Encl. for Electric Pump Star Delta Open Starter with Automatic Power Transfer Switch Model GPY+GPU 150HP-50HZ-380/415V-3PH, Tornatech. UL&FM Approved. | 29338.0097 | 107817.1858
TORNATECH |  | 193027200040 | Control Panel with NEMA2 Encl. for Electric Pump Star Delta Open Starter with Automatic Power Transfer Switch Model GPY+GPU 200HP-50HZ-380/415V-3PH, Tornatech. UL&FM Approved. | 30921.0113 | 113634.7165
TORNATECH |  | 193027200041 | Control Panel with NEMA2 Encl. for Electric Pump Star Delta Open Starter with Automatic Power Transfer Switch Model GPY+GPU 250HP-50HZ-380/415V-3PH, Tornatech. UL&FM Approved. | 34163.3036 | 125550.1407
TORNATECH |  | 193027200042 | Control Panel with NEMA2 Encl. for Electric Pump Star Delta Open Starter with Automatic Power Transfer Switch Model GPY+GPU 300HP-50HZ-380/415V-3PH, Tornatech. UL&FM Approved. | 41830.3713 | 153726.6145
TORNATECH |  | 193027200043 | Control Panel with NEMA2 Encl. for Electric Pump Star Delta Open Starter with Automatic Power Transfer Switch Model GPY+GPU 350HP-50HZ-380/415V-3PH, Tornatech. UL&FM Approved. | 43499.1982 | 159859.5534
TORNATECH |  | 193027200044 | Control Panel with NEMA2 Encl. for Electric Pump Star Delta Open Starter with Automatic Power Transfer Switch Model GPY+GPU 400HP-50HZ-380/415V-3PH, Tornatech. UL&FM Approved. | 53540.7682 | 196762.3232
Electric Fire Pump Control Panel GPA+GPU (DOL) and GPY+GPU (Star Delta) 60HZ with Automatic Power Transfer Switch
TORNATECH |  | 193027200045 | Control Panel with NEMA2 Encl. for Electric Pump DOL Starter with Automatic Power Transfer Switch Model GPA+GPU 10HP-60HZ-380V-3PH, Tornatech. UL&FM Approved. | 21079.7005 | 77467.8994
TORNATECH |  | 193027200046 | Control Panel with NEMA2 Encl. for Electric Pump DOL Starter with Automatic Power Transfer Switch Model GPA+GPU 15HP-60HZ-380V-3PH, Tornatech. UL&FM Approved. | 21079.7005 | 77467.8994
TORNATECH |  | 193027200047 | Control Panel with NEMA2 Encl. for Electric Pump DOL Starter with Automatic Power Transfer Switch Model GPA+GPU 20HP-60HZ-380V-3PH, Tornatech. UL&FM Approved. | 21079.7005 | 77467.8994
TORNATECH |  | 193027200048 | Control Panel with NEMA2 Encl. for Electric Pump DOL Starter with Automatic Power Transfer Switch Model GPA+GPU 25HP-60HZ-380V-3PH, Tornatech. UL&FM Approved. | 21079.7005 | 77467.8994
TORNATECH |  | 193027200049 | Control Panel with NEMA2 Encl. for Electric Pump DOL Starter with Automatic Power Transfer Switch Model GPA+GPU 30HP-60HZ-380V-3PH, Tornatech. UL&FM Approved. | 21079.7005 | 77467.8994
TORNATECH |  | 193027200050 | Control Panel with NEMA2 Encl. for Electric Pump DOL Starter with Automatic Power Transfer Switch Model GPA+GPU 40HP-60HZ-380V-3PH, Tornatech. UL&FM Approved. | 21079.7005 | 77467.8994
TORNATECH |  | 193027200051 | Control Panel with NEMA2 Encl. for Electric Pump DOL Starter with Automatic Power Transfer Switch Model GPA+GPU 50HP-60HZ-380V-3PH, Tornatech. UL&FM Approved. | 21079.7005 | 77467.8994
TORNATECH |  | 193032200002 | Control Panel with NEMA2 Encl. for Electric Pump DOL Starter with Automatic Power Transfer Switch Model GPA+GPU 60HP-60HZ-380V-3PH, Tornatech. UL&FM Approved. | 22281.2559 | 81883.6154
TORNATECH |  | 193027200052 | Control Panel with NEMA2 Encl. for Electric Pump DOL Starter with Automatic Power Transfer Switch Model GPA+GPU 75HP-60HZ-380V-3PH, Tornatech. UL&FM Approved. | 22281.2559 | 81883.6154
TORNATECH |  | 193027200053 | Control Panel with NEMA2 Encl. for Electric Pump Star Delta Open Starter with Automatic Power Transfer Switch Model GPY+GPU 100HP-60HZ-380V-3PH, Tornatech. UL&FM Approved. | 25676.1267 | 94359.7655
TORNATECH |  | 193027200054 | Control Panel with NEMA2 Encl. for Electric Pump Star Delta Open Starter with Automatic Power Transfer Switch Model GPY+GPU 125HP-60HZ-380V-3PH, Tornatech. UL&FM Approved. | 26706.0313 | 98144.665
TORNATECH |  | 193027200055 | Control Panel with NEMA2 Encl. for Electric Pump Star Delta Open Starter with Automatic Power Transfer Switch Model GPY+GPU 150HP-60HZ-380V-3PH, Tornatech. UL&FM Approved. | 29338.0097 | 107817.1858
TORNATECH |  | 193027200056 | Control Panel with NEMA2 Encl. for Electric Pump Star Delta Open Starter with Automatic Power Transfer Switch Model GPY+GPU 200HP-60HZ-380V-3PH, Tornatech. UL&FM Approved. | 30921.0113 | 113634.7165
TORNATECH |  | 193027200057 | Control Panel with NEMA2 Encl. for Electric Pump Star Delta Open Starter with Automatic Power Transfer Switch Model GPY+GPU 250HP-60HZ-380V-3PH, Tornatech. UL&FM Approved. | 34163.3036 | 125550.1407
TORNATECH |  | 193027200058 | Control Panel with NEMA2 Encl. for Electric Pump Star Delta Open Starter with Automatic Power Transfer Switch Model GPY+GPU 300HP-60HZ-380V-3PH, Tornatech. UL&FM Approved. | 41830.3713 | 153726.6145
TORNATECH |  | 193027200059 | Control Panel with NEMA2 Encl. for Electric Pump Star Delta Open Starter with Automatic Power Transfer Switch Model GPY+GPU 350HP-60HZ-380V-3PH, Tornatech. UL&FM Approved. | 43499.1982 | 159859.5534
TORNATECH |  | 193027200060 | Control Panel with NEMA2 Encl. for Electric Pump Star Delta Open Starter with Automatic Power Transfer Switch Model GPY+GPU 400HP-60HZ-380V-3PH, Tornatech. UL&FM Approved. | 53540.7682 | 196762.3232
Options for ATS Panels
TORNATECH |  | UPGRADE00039 | Upgrade to NEMA 4 assembly 5 to 60HP for ATS Models | 2574.7615 | 9462.2487
TORNATECH |  | UPGRADE00040 | Upgrade to NEMA 4 assembly 75 to 300HP for ATS Models | 3909.8231 | 14368.5998
TORNATECH |  | UPGRADE00041 | Upgrade to NEMA 4 assembly 350 to 400HP for ATS Models | 6827.8862 | 25092.4816
TORNATECH |  | UPGRADE00042 | Upgrade to NEMA 4X assembly stainless steel -304 painted 5 to 60HP for ATS Models | 11348.0231 | 41703.9848
TORNATECH |  | UPGRADE00129 | Upgrade to NEMA 4X assembly stainless steel -304 painted 75 to 125HP for ATS Models | 14781.0385 | 54320.3163
TORNATECH |  | UPGRADE00043 | Upgrade to NEMA 4X assembly stainless steel -304 painted 150 to 300HP for ATS Models | 16497.5462 | 60628.4821
TORNATECH |  | UPGRADE00044 | Upgrade to NEMA 4X assembly stainless steel -304 painted 350 to 400HP for ATS Models | 28875.4738 | 106117.3664
TORNATECH |  | UPGRADE00045 | Upgrade to NEMA 3R assembly 5 to 60HP for ATS Models | 724.7477 | 2663.4478
TORNATECH |  | UPGRADE00046 | Upgrade to NEMA 3R assembly 75 to 300HP for ATS Models | 1468.5677 | 5396.9863
TORNATECH |  | UPGRADE00047 | Upgrade to NEMA 3R assembly 350 to 400HP for ATS Models | 2565.2254 | 9427.2033
TORNATECH |  | UPGRADE00048 | Upgrade to NEMA 3 assembly 5 to 60HP for ATS Models | 1144.3385 | 4205.4438
TORNATECH |  | UPGRADE00049 | Upgrade to NEMA 3 assembly 75 to 300HP for ATS Models | 1525.7846 | 5607.2585
TORNATECH |  | UPGRADE00050 | Upgrade to NEMA 3 assembly 350 to 400HP for ATS Models | 2670.1231 | 9812.7023
TORNATECH |  | UPGRADE00051 | Upgrade to IP54 assembly 5 to 60HP for ATS Models | 1144.3385 | 4205.4438
TORNATECH |  | UPGRADE00130 | Upgrade to IP54 assembly 75 to 300HP for ATS Models | 1525.7846 | 5607.2585
TORNATECH |  | UPGRADE00131 | Upgrade to IP54 assembly 350 to 400HP for ATS Models | 2670.1231 | 9812.7023
TORNATECH |  | UPGRADE00052 | Upgrade to IP55 assembly 5 to 60HP for ATS Models | 1144.3385 | 4205.4438
TORNATECH |  | UPGRADE00132 | Upgrade to IP55 assembly 75 to 300HP for ATS Models | 1525.7846 | 5607.2585
TORNATECH |  | UPGRADE00133 | Upgrade to IP55 assembly 350 to 400HP for ATS Models | 2670.1231 | 9812.7023
TORNATECH |  | UPGRADE00053 | Upgrade to IP65 assembly 5 to 60HP for ATS Models | 2574.7615 | 9462.2487
TORNATECH |  | UPGRADE00134 | Upgrade to IP65 assembly 75 to 300HP for ATS Models | 3909.8231 | 14368.5998
TORNATECH |  | UPGRADE00135 | Upgrade to IP65 assembly 350 to 400HP for ATS Models | 6827.8862 | 25092.4816
TORNATECH |  | UPGRADE00054 | Upgrade to IP66 assembly for ATS Models | PRICE UPON REQUEST | PRICE UPON REQUEST
TORNATECH |  | UPGRADE00136 | Upgrade to NEMA 12 assembly 5 to 60HP for ATS Models | 1573.4654 | 5782.4853
TORNATECH |  | UPGRADE00137 | Upgrade to NEMA 12 assembly 75 to 300HP for ATS Models | 2717.8038 | 9987.9291
TORNATECH |  | UPGRADE00138 | Upgrade to NEMA 12 assembly 350 to 400HP for ATS Models | 4749.0046 | 17452.592
Electric Fire Pump Control Panel Autotransformer Starter GPR 50HZ
TORNATECH |  | 193027200061 | Control Panel with NEMA2 Encl. for Electric Pump Autotransformer Starter Model GPR-100HP-50HZ-380/415V-3PH, Tornatech. UL&FM Approved. | 15224.5021 | 55950.045
TORNATECH |  | 193027200062 | Control Panel with NEMA2 Encl. for Electric Pump Autotransformer Starter Model GPR-125HP-50HZ-380/415V-3PH, Tornatech. UL&FM Approved. | 15224.5021 | 55950.045
TORNATECH |  | 193027200063 | Control Panel with NEMA2 Encl. for Electric Pump Autotransformer Starter Model GPR-150HP-50HZ-380/415V-3PH, Tornatech. UL&FM Approved. | 15224.5021 | 55950.045
TORNATECH |  | 193001200001 | Control Panel with NEMA2 Encl. for Electric Pump Autotransformer Starter Model GPR-200HP-50HZ-380/415V-3PH, Tornatech. UL&FM Approved. | 24112.1974 | 88612.3256
TORNATECH |  | 193027200064 | Control Panel with NEMA2 Encl. for Electric Pump Autotransformer Starter Model GPR-250HP-50HZ-380/415V-3PH, Tornatech. UL&FM Approved. | 24112.1974 | 88612.3256
TORNATECH |  | 193027200065 | Control Panel with NEMA2 Encl. for Electric Pump Autotransformer Starter Model GPR-300HP-50HZ-380/415V-3PH, Tornatech. UL&FM Approved. | 24112.1974 | 88612.3256
TORNATECH |  | 193027200066 | Control Panel with NEMA2 Encl. for Electric Pump Autotransformer Starter Model GPR-350HP-50HZ-380/415V-3PH, Tornatech. UL&FM Approved. | 27430.779 | 100808.1127
TORNATECH |  | 193027200067 | Control Panel with NEMA2 Encl. for Electric Pump Autotransformer Starter Model GPR-400HP-50HZ-380/415V-3PH, Tornatech. UL&FM Approved. | 36013.3174 | 132348.9416
Electric Fire Pump Control Panel Autotransformer Starter GPR 60HZ
TORNATECH |  | 193027200068 | Control Panel with NEMA2 Encl. for Electric Pump Autotransformer Starter Model GPR-100HP-60HZ-380V-3PH, Tornatech. UL&FM Approved. | 15224.5021 | 55950.045
TORNATECH |  | 126064200178 | Control Panel with NEMA2 Encl. for Electric Pump Autotransformer Starter Model GPR-125HP-60HZ-380V-3PH, Tornatech. UL&FM Approved. | 15224.5021 | 55950.045
TORNATECH |  | 126064200179 | Control Panel with NEMA2 Encl. for Electric Pump Autotransformer Starter Model GPR-150HP-60HZ-380V-3PH, Tornatech. UL&FM Approved. | 15224.5021 | 55950.045
TORNATECH |  | 107101200001 | Control Panel with NEMA2 Encl. for Electric Pump Autotransformer Starter Model GPR-200HP-60HZ-380V-3PH, Tornatech. UL&FM Approved. | 24112.1974 | 88612.3256
TORNATECH |  | 193027200069 | Control Panel with NEMA2 Encl. for Electric Pump Autotransformer Starter Model GPR-250HP-60HZ-380V-3PH, Tornatech. UL&FM Approved. | 24112.1974 | 88612.3256
TORNATECH |  | 193027200070 | Control Panel with NEMA2 Encl. for Electric Pump Autotransformer Starter Model GPR-300HP-60HZ-380V-3PH, Tornatech. UL&FM Approved. | 24112.1974 | 88612.3256
TORNATECH |  | 193027200071 | Control Panel with NEMA2 Encl. for Electric Pump Autotransformer Starter Model GPR-350HP-60HZ-380V-3PH, Tornatech. UL&FM Approved. | 27430.779 | 100808.1127
TORNATECH |  | 193027200072 | Control Panel with NEMA2 Encl. for Electric Pump Autotransformer Starter Model GPR-400HP-60HZ-380V-3PH, Tornatech. UL&FM Approved. | 36013.3174 | 132348.9416
Options for GPS and GPR Panels
TORNATECH |  | UPGRADE00055 | Upgrade to NEMA 4 assembly 5 to 60HP for GPS and GPR Models | 1287.3808 | 4731.1243
TORNATECH |  | UPGRADE00056 | Upgrade to NEMA 4 assembly 75 to 300HP for GPS and GPR Models | 1954.9115 | 7184.2999
TORNATECH |  | UPGRADE00057 | Upgrade to NEMA 4 assembly 350 to 400HP for GPS and GPR Models | 3413.9431 | 12546.2408
TORNATECH |  | UPGRADE00058 | Upgrade to NEMA 4X assembly stainless steel -304 painted 5 to 60HP for GPS and GPR Models | 5674.0115 | 20851.9924
TORNATECH |  | UPGRADE00139 | Upgrade to NEMA 4X assembly stainless steel -304 painted 75 to 125HP for GPS and GPR Models | 7390.5192 | 27160.1582
TORNATECH |  | UPGRADE00059 | Upgrade to NEMA 4X assembly stainless steel -304 painted 150 to 300HP for GPS and GPR Models | 8248.7731 | 30314.2411
TORNATECH |  | UPGRADE00060 | Upgrade to NEMA 4X assembly stainless steel -304 painted 350 to 400HP for GPS and GPR Models | 14437.7369 | 53058.6832
TORNATECH |  | UPGRADE00061 | Upgrade to NEMA 3R assembly 5 to 60HP for GPS and GPR Models | 362.3738 | 1331.7239
TORNATECH |  | UPGRADE00062 | Upgrade to NEMA 3R assembly 75 to 300HP for GPS and GPR Models | 734.2838 | 2698.4931
TORNATECH |  | UPGRADE00063 | Upgrade to NEMA 3R assembly 350 to 400HP for GPS and GPR Models | 1282.6127 | 4713.6016
TORNATECH |  | UPGRADE00064 | Upgrade to NEMA 3 assembly 5 to 60HP for GPS and GPR Models | 572.1692 | 2102.7219
TORNATECH |  | UPGRADE00065 | Upgrade to NEMA 3 assembly 75 to 300HP for GPS and GPR Models | 762.8923 | 2803.6292
TORNATECH |  | UPGRADE00066 | Upgrade to NEMA 3 assembly 350 to 400HP for GPS and GPR Models | 1335.0615 | 4906.3512
TORNATECH |  | UPGRADE00067 | Upgrade to IP54 assembly 5 to 60HP for GPS and GPR Models | 572.1692 | 2102.7219
TORNATECH |  | UPGRADE00140 | Upgrade to IP54 assembly 75 to 300HP for GPS and GPR Models | 762.8923 | 2803.6292
TORNATECH |  | UPGRADE00141 | Upgrade to IP54 assembly 350 to 400HP for GPS and GPR Models | 1335.0615 | 4906.3512
TORNATECH |  | UPGRADE00068 | Upgrade to IP55 assembly 5 to 60HP for GPS and GPR Models | 572.1692 | 2102.7219
TORNATECH |  | UPGRADE00142 | Upgrade to IP55 assembly 75 to 300HP for GPS and GPR Models | 762.8923 | 2803.6292
TORNATECH |  | UPGRADE00143 | Upgrade to IP55 assembly 350 to 400HP for GPS and GPR Models | 1335.0615 | 4906.3512
TORNATECH |  | UPGRADE00069 | Upgrade to IP65 assembly 5 to 60HP for GPS and GPR Models | 1287.3808 | 4731.1243
TORNATECH |  | UPGRADE00144 | Upgrade to IP65 assembly 75 to 300HP for GPS and GPR Models | 1954.9115 | 7184.2999
TORNATECH |  | UPGRADE00145 | Upgrade to IP65 assembly 350 to 400HP for GPS and GPR Models | 3413.9431 | 12546.2408
TORNATECH |  | UPGRADE00070 | Upgrade to IP66 assembly for GPS and GPR Models | PRICE UPON REQUEST | PRICE UPON REQUEST
TORNATECH |  | UPGRADE00146 | Upgrade to NEMA 12 assembly 5 to 60HP for GPS and GPR Models | 735.1034 | 2701.5048
TORNATECH |  | UPGRADE00147 | Upgrade to NEMA 12 assembly 75 to 300HP for GPS and GPR Models | 1269.724 | 4666.2356
TORNATECH |  | UPGRADE00148 | Upgrade to NEMA 12 assembly 350 to 400HP for GPS and GPR Models | 2218.6756 | 8153.6328
Remote Alarm Panel Apx Series 120V.AC or 220V.AC
TORNATECH |  | 017008200005 | Remote Alarm Panel with NEMA1 Encl. for Single Electric Pump Model APE, Tornatech. UL Approved. | 1149.1228 | 4223.0261
TORNATECH |  | 107029200014 | Remote Alarm Panel with NEMA1 Encl. for Double Electric Pump Model APEE, Tornatech. UL Approved. | 1703.4117 | 6260.038
TORNATECH |  | 017008200006 | Remote Alarm Panel with NEMA1 Encl. for Single Diesel Pump Model APD, Tornatech. UL Approved. | 1149.1228 | 4223.0261
TORNATECH |  | 193003200063 | Remote Alarm Panel with NEMA1 Encl. for Double Diesel Pump Model APDD, Tornatech. UL Approved. | 1703.4117 | 6260.038
TORNATECH |  | 107029200109 | Remote Alarm Panel with NEMA1 Encl. for Electric and Diesel Pump Model APED, Tornatech. UL Approved. | 1703.4117 | 6260.038
Options for Remote Alarm APx Panels
TORNATECH |  | UPGRADE00071 | Upgrade to NEMA 2 assembly for APx Models | 443.4312 | 1629.6095
TORNATECH |  | UPGRADE00072 | Upgrade to NEMA 4 assembly for APx Models | 997.7201 | 3666.6214
TORNATECH |  | UPGRADE00073 | Upgrade to NEMA 3 assembly for APx Models | 997.7201 | 3666.6214
TORNATECH |  | UPGRADE00074 | Upgrade to IP55 assembly for APx Models | 997.7201 | 3666.6214

## Diesel Tank and Battery
Diesel Tank and Battery
Item of | Item Code | Item Code | Description | LIFECO-UK GP (USD) | LIFECO-UK GP (AED)
LIFECO-UK Standard Single Wall Cylindrical Diesel Tanks
LIFECO-UK | SF-TANKDIESNONUL01 | 074003200262 | LIFECO-UK Tank Diesel 40 Gallon Capacity Cylindrical Single Wall Factory Standard | 738.9708 | 2715.7178
LIFECO-UK | SF-TANKDIESNONUL02 | 074003200263 | LIFECO-UK Tank Diesel 90 Gallon Capacity Cylindrical Single Wall Factory Standard | 1070.3846 | 3933.6635
LIFECO-UK | SF-TANKDIESNONUL03 | 074003200315 | LIFECO-UK Tank Diesel 150 Gallon Capacity Cylindrical Single Wall Factory Standard | 1349.3333 | 4958.8
LIFECO-UK | SF-TANKDIESNONUL04 | 074003200314 | LIFECO-UK Tank Diesel 210 Gallon Capacity Cylindrical Single Wall Factory Standard | 1459.6154 | 5364.0865
LIFECO-UK | SF-TANKDIESNONUL05 | 199018200001 | LIFECO-UK Tank Diesel 250 Gallon Capacity Cylindrical Single Wall Factory Standard | 2192.6667 | 8058.05
LIFECO-UK | SF-TANKDIESNONUL06 | 106002200005 | LIFECO-UK Tank Diesel 310 Gallon Capacity Cylindrical Single Wall Factory Standard | 2424.5833 | 8910.3437
LIFECO-UK | SF-TANKDIESNONUL07 | 126064200180 | LIFECO-UK Tank Diesel 350 Gallon Capacity Cylindrical Single Wall Factory Standard | 3204.6667 | 11777.15
LIFECO-UK | SF-TANKDIESNONUL08 | 231007201661 | LIFECO-UK Tank Diesel 400 Gallon Capacity Rectangular Single Wall Factory Standard | 3301.375 | 12132.5531
LIFECO-UK | SF-TANKDIESNONUL09 | 231007201662 | LIFECO-UK Tank Diesel 450 Gallon Capacity Rectangular Single Wall Factory Standard | 3773 | 13865.775
LIFECO-UK | SF-TANKDIESNONUL10 | 231007201663 | LIFECO-UK Tank Diesel 500 Gallon Capacity Rectangular Single Wall Factory Standard | 4312 | 15846.6
LIFECO-UK | SF-TANKDIESNONUL11 | 231007201664 | LIFECO-UK Tank Diesel 550 Gallon Capacity Rectangular Single Wall Factory Standard | 4716.25 | 17332.2188
LIFECO-UK |  | 199010200004 | LIFECO-UK TANK DIESEL 600 GALLON CAPACITY CYLINDRICAL SINGLE WALL TYPE, STANDARD APPROVE | 5390 | 19808.25
LIFECO-UK UL listed Single Wall Rectangular Diesel Tanks
LIFECO-UK | SF-TANKDIESUL01 | 074003200189 | LIFECO-UK Tank Diesel 40 Gallon Capacity Rectangular Single Wall UL Approved | 1106.875 | 4067.7656
LIFECO-UK | SF-TANKDIESUL02 | 047005200179 | LIFECO-UK Tank Diesel 90 Gallon Capacity Rectangular Single Wall UL Approved | 1433.6667 | 5268.725
LIFECO-UK | SF-TANKDIESUL03 | 074003200190 | LIFECO-UK Tank Diesel 150 Gallon Capacity Rectangular Single Wall UL Approved | 1844.7917 | 6779.6094
LIFECO-UK | SF-TANKDIESUL04 | 074003200191 | LIFECO-UK Tank Diesel 210 Gallon Capacity Rectangular Single Wall UL Approved | 2651.2292 | 9743.2672
LIFECO-UK | SF-TANKDIESUL05 | 071004200004 | LIFECO-UK Tank Diesel 250 Gallon Capacity Rectangular Single Wall UL Approved | 2877.875 | 10576.1906
LIFECO-UK | SF-TANKDIESUL06 | 071004200005 | LIFECO-UK Tank Diesel 300 Gallon Capacity Rectangular Single Wall UL Approved | 3267.9167 | 12009.5938
LIFECO-UK | SF-TANKDIESUL07 | 126064200181 | LIFECO-UK Tank Diesel 350 Gallon Capacity Rectangular Single Wall UL Approved | 3605.25 | 13249.2937
LIFECO-UK | SF-TANKDIESUL09 | 231007201665 | LIFECO-UK Tank Diesel 400 Gallon Capacity Rectangular Single Wall UL Approved | 3907.75 | 14360.9812
LIFECO-UK | SF-TANKDIESUL10 | 126064200183 | LIFECO-UK Tank Diesel 450 Gallon Capacity Rectangular Single Wall UL Approved | 4312 | 15846.6
LIFECO-UK | SF-TANKDIESUL08 | 126064200182 | LIFECO-UK Tank Diesel 500 Gallon Capacity Rectangular Single Wall UL Approved | 4743.75 | 17433.2812
LIFECO-UK | SF-TANKDIESUL11 | 231007201666 | LIFECO-UK Tank Diesel 550 Gallon Capacity Rectangular Single Wall UL Approved | 5120.5 | 18817.8375
LIFECO-UK |  | 197021200001 | LIFECO-UK 600 Gallon Diesel Tank, Cylindrical Single Wall Type, UL Approved | 6468 | 23769.9
Battery for the Diesel Engine Driven Pump
NA | SF-PMPBAT70AH01 | 234036200005 | FIRE PUMP ACCESSORIES, BATTERY 12V, 70 AH MAINTENANCE FREE, STANDARD APPROVE | 162.1795 | 596.0096
NA | SF-PMPBAT100AH02 | 234036200002 | FIRE PUMP ACCESSORIES, BATTERY 12V, 100 AH MAINTENANCE FREE, STANDARD APPROVE | 227.0513 | 834.4135
NA | SF-PMPBAT150AH03 | 234036200001 | FIRE PUMP ACCESSORIES, BATTERY 12V, 150 AH MAINTENANCE FREE, STANDARD APPROVE | 316.25 | 1162.2187

## TEFC Motor Upgrade Price
TEFC Motor Upgrade Price
Item of | LIFECO-UK Item Code | Supplier Item Code | Description | LIFECO-UK GP (USD) | LIFECO-UK GP (AED)
Motor Upgrade From ODP to TEFC 50Hz
NA | SF-PMPULMOTOR50HZTEFC01 | UPGRADE00075 | Motor Upgrade From UL Listed ODP to UL Listed TEFC 2Pole 15HP 50Hz 380/415V 3 phase | 1330.34 | 4888.9993
NA | SF-PMPULMOTOR50HZTEFC02 | UPGRADE00076 | Motor Upgrade From UL Listed ODP to UL Listed TEFC 2Pole 20HP 50Hz 380/415V 3 phase | 1177.9588 | 4328.9985
NA | SF-PMPULMOTOR50HZTEFC03 | UPGRADE00077 | Motor Upgrade From UL Listed ODP to UL Listed TEFC 2Pole 25HP 50Hz 380/415V 3 phase | 1121.8528 | 4122.8091
NA | SF-PMPULMOTOR50HZTEFC04 | UPGRADE00078 | Motor Upgrade From UL Listed ODP to UL Listed TEFC 2Pole 30HP 50Hz 380/415V 3 phase | 564.7519 | 2075.4632
NA | SF-PMPULMOTOR50HZTEFC05 | UPGRADE00079 | Motor Upgrade From UL Listed ODP to UL Listed TEFC 2Pole 40HP 50Hz 380/415V 3 phase | 2044.2373 | 7512.572
NA | SF-PMPULMOTOR50HZTEFC06 | UPGRADE00080 | Motor Upgrade From UL Listed ODP to UL Listed TEFC 2Pole 50HP 50Hz 380/415V 3 phase | 2022.6796 | 7433.3476
NA | SF-PMPULMOTOR50HZTEFC07 | UPGRADE00081 | Motor Upgrade From UL Listed ODP to UL Listed TEFC 2Pole 60HP 50Hz 380/415V 3 phase | 3283.4873 | 12066.8158
NA | SF-PMPULMOTOR50HZTEFC08 | UPGRADE00082 | Motor Upgrade From UL Listed ODP to UL Listed TEFC 2Pole 75HP 50Hz 380/415V 3 phase | 2453.9414 | 9018.2348
NA | SF-PMPULMOTOR50HZTEFC09 | UPGRADE00083 | Motor Upgrade From UL Listed ODP to UL Listed TEFC 2Pole 100HP 50Hz 380/415V 3 phase | 4724.6499 | 17363.0883
NA | SF-PMPULMOTOR50HZTEFC10 | UPGRADE00084 | Motor Upgrade From UL Listed ODP to UL Listed TEFC 2Pole 125HP 50Hz 380/415V 3 phase | 8504.91 | 31255.5442
NA | SF-PMPULMOTOR50HZTEFC11 | UPGRADE00085 | Motor Upgrade From UL Listed ODP to UL Listed TEFC 2Pole 150HP 50Hz 380/415V 3 phase | 10351.8133 | 38042.9138
NA | SF-PMPULMOTOR50HZTEFC12 | UPGRADE00086 | Motor Upgrade From UL Listed ODP to UL Listed TEFC 2Pole 200HP 50Hz 380/415V 3 phase | 6102.2629 | 22425.8162
NA | SF-PMPULMOTOR50HZTEFC13 | UPGRADE00087 | Motor Upgrade From UL Listed ODP to UL Listed TEFC 2Pole 250HP 50Hz 380/415V 3 phase | 7372.4327 | 27093.6903
NA | SF-PMPULMOTOR50HZTEFC14 | UPGRADE00088 | Motor Upgrade From UL Listed ODP to UL Listed TEFC 2Pole 300HP 50Hz 380/415V 3 phase | 11291.0028 | 41494.4354
NA | SF-PMPULMOTOR50HZTEFC15 | UPGRADE00089 | Motor Upgrade From UL Listed ODP to UL Listed TEFC 2Pole 350HP 50Hz 380/415V 3 phase | 15197.0174 | 55849.039
NA | SF-PMPULMOTOR50HZTEFC16 | UPGRADE00090 | Motor Upgrade From UL Listed ODP to UL Listed TEFC 2Pole 400HP 50Hz 380/415V 3 phase | 16535.8654 | 60769.3053
NA | SF-PMPULMOTOR50HZTEFC17 | UPGRADE00091 | Motor Upgrade From UL Listed ODP to UL Listed TEFC 4Pole 300HP 50Hz 380/415V 3 phase | 16216.4418 | 59595.4236
NA | SF-PMPULMOTOR50HZTEFC18 | UPGRADE00092 | Motor Upgrade From UL Listed ODP to UL Listed TEFC 4Pole 350HP 50Hz 380/415V 3 phase | 16454.9488 | 60471.9367
NA | SF-PMPULMOTOR50HZTEFC19 | UPGRADE00093 | Motor Upgrade From UL Listed ODP to UL Listed TEFC 4Pole 400HP 50Hz 380/415V 3 phase | 16213.6942 | 59585.3262
NA | SF-PMPULMOTOR50HZTEFC20 | UPGRADE00094 | Motor Upgrade From UL Listed ODP to UL Listed TEFC 4Pole 450HP 50Hz 380/415V 3 phase | 10991.4168 | 40393.4568
NA | SF-PMPULMOTOR50HZTEFC21 | UPGRADE00095 | Motor Upgrade From UL Listed ODP to UL Listed TEFC 4Pole 500HP 50Hz 380/415V 3 phase | 6829.3613 | 25097.9027
Motor Upgrade From ODP to TEFC 60Hz
NA | SF-PMPULMOTOR60HZTEFC01 | UPGRADE00096 | Motor Upgrade From UL Listed ODP to UL Listed TEFC 2Pole 15HP 60Hz 380V 3 phase | 1330.34 | 4888.9993
NA | SF-PMPULMOTOR60HZTEFC02 | UPGRADE00097 | Motor Upgrade From UL Listed ODP to UL Listed TEFC 2Pole 20HP 60Hz 380V 3 phase | 1177.9588 | 4328.9985
NA | SF-PMPULMOTOR60HZTEFC03 | UPGRADE00098 | Motor Upgrade From UL Listed ODP to UL Listed TEFC 2Pole 25HP 60Hz 380V 3 phase | 1121.8528 | 4122.8091
NA | SF-PMPULMOTOR60HZTEFC04 | UPGRADE00099 | Motor Upgrade From UL Listed ODP to UL Listed TEFC 2Pole 30HP 60Hz 380V 3 phase | 564.7519 | 2075.4632
NA | SF-PMPULMOTOR60HZTEFC05 | UPGRADE00100 | Motor Upgrade From UL Listed ODP to UL Listed TEFC 2Pole 40HP 60Hz 380V 3 phase | 2044.2373 | 7512.572
NA | SF-PMPULMOTOR60HZTEFC06 | UPGRADE00101 | Motor Upgrade From UL Listed ODP to UL Listed TEFC 2Pole 50HP 60Hz 380V 3 phase | 2022.6796 | 7433.3476
NA | SF-PMPULMOTOR60HZTEFC07 | UPGRADE00116 | Motor Upgrade From UL Listed ODP to UL Listed TEFC 2Pole 60HP 60Hz 380V 3 phase | 3283.4873 | 12066.8158
NA | SF-PMPULMOTOR60HZTEFC08 | UPGRADE00102 | Motor Upgrade From UL Listed ODP to UL Listed TEFC 2Pole 75HP 60Hz 380V 3 phase | 2453.9414 | 9018.2348
NA | SF-PMPULMOTOR60HZTEFC09 | UPGRADE00103 | Motor Upgrade From UL Listed ODP to UL Listed TEFC 2Pole 100HP 60Hz 380V 3 phase | 4724.6499 | 17363.0883
NA | SF-PMPULMOTOR60HZTEFC10 | UPGRADE00104 | Motor Upgrade From UL Listed ODP to UL Listed TEFC 2Pole 125HP 60Hz 380V 3 phase | 8504.91 | 31255.5442
NA | SF-PMPULMOTOR60HZTEFC11 | UPGRADE00105 | Motor Upgrade From UL Listed ODP to UL Listed TEFC 2Pole 150HP 60Hz 380V 3 phase | 10351.8133 | 38042.9138
NA | SF-PMPULMOTOR60HZTEFC12 | UPGRADE00106 | Motor Upgrade From UL Listed ODP to UL Listed TEFC 2Pole 200HP 60Hz 380V 3 phase | 6102.2629 | 22425.8162
NA | SF-PMPULMOTOR60HZTEFC13 | UPGRADE00107 | Motor Upgrade From UL Listed ODP to UL Listed TEFC 2Pole 250HP 60Hz 380V 3 phase | 7372.4327 | 27093.6903
NA | SF-PMPULMOTOR60HZTEFC14 | UPGRADE00108 | Motor Upgrade From UL Listed ODP to UL Listed TEFC 2Pole 300HP 60Hz 380V 3 phase | 11291.0028 | 41494.4354
NA | SF-PMPULMOTOR60HZTEFC15 | UPGRADE00109 | Motor Upgrade From UL Listed ODP to UL Listed TEFC 2Pole 350HP 60Hz 380V 3 phase | 15197.0174 | 55849.039
NA | SF-PMPULMOTOR60HZTEFC16 | UPGRADE00110 | Motor Upgrade From UL Listed ODP to UL Listed TEFC 2Pole 400HP 60Hz 380V 3 phase | 16535.8654 | 60769.3053
NA | SF-PMPULMOTOR60HZTEFC17 | UPGRADE00111 | Motor Upgrade From UL Listed ODP to UL Listed TEFC 4Pole 300HP 60Hz 380V 3 phase | 16216.4418 | 59595.4236
NA | SF-PMPULMOTOR60HZTEFC18 | UPGRADE00112 | Motor Upgrade From UL Listed ODP to UL Listed TEFC 4Pole 350HP 60Hz 380V 3 phase | 16454.9488 | 60471.9367
NA | SF-PMPULMOTOR60HZTEFC19 | UPGRADE00113 | Motor Upgrade From UL Listed ODP to UL Listed TEFC 4Pole 400HP 60Hz 380V 3 phase | 16213.6942 | 59585.3262
NA | SF-PMPULMOTOR60HZTEFC20 | UPGRADE00114 | Motor Upgrade From UL Listed ODP to UL Listed TEFC 4Pole 450HP 60Hz 380V 3 phase | 10991.4168 | 40393.4568
NA | SF-PMPULMOTOR60HZTEFC21 | UPGRADE00115 | Motor Upgrade From UL Listed ODP to UL Listed TEFC 4Pole 500HP 60Hz 380V 3 phase | 6829.3613 | 25097.9027

## Misc Trading
Misc. General Trading Item
Item of | LIFECO-UK Item Code | Supplier Item Code | Description | LIFECO-UK GP (USD) | LIFECO-UK GP (AED)
Gate Valves
x |  |  | VALVE GATE 1/2" SCREW BRASS TYPE, PN 20 | 18.8985 | 69.4518
x |  | 126064200296 | VALVE GATE 1" SCREW BRASS TYPE, PN 20 | 18.8985 | 69.4518
x |  | 073002200307 | VALVE GATE 1.25" SCREW BRASS TYPE, PN 20 | 31.7803 | 116.7925
x |  | 073002200017 | Valve Gate 1.5" Screw Brass (W/P below 20 Bar) | 47.8429 | 175.8228
x |  | 073002200011 | Valve Gate 2" Screw Brass (W/P below 20 Bar) | 50.423 | 185.3044
x |  | 073002200014 | Valve Gate 2.5" Screw Brass (W/P below 20 Bar) | 150.016 | 551.3089
Ball Valves
x |  | 073004200007 | Ball Valve 0.5" Threaded Brass (W/P below 25 Bar) | 9.5341 | 35.0377
x |  | 073004200055 | Ball Valve 3/4" Threaded Brass (W/P below 25 Bar) | 12.7121 | 46.717
x |  | 154003200001 | Ball Valve 1" Threaded Brass (W/P below 25 Bar) | 15.8901 | 58.3962
x |  | 073002200006 | Ball Valve 1.25" Threaded Brass (W/P below 25 Bar) | 23.8352 | 87.5944
x |  | 073004200045 | Ball Valve 1.5" Threaded Brass (W/P below 25 Bar) | 31.7803 | 116.7925
x |  | 126064200069 | Ball Valve 2" Threaded Brass (W/P below 25 Bar) | 39.734 | 146.0224
x |  | 073004200022 | Ball Valve 2.5" Threaded Brass (W/P below 25 Bar) | 97.3077 | 357.6058
Check Valves
x |  | 073006200009 | Valve Check Spring Type Threaded 2" Brass | 40.5449 | 149.0024
x |  | 106003200005 | Check Valve 1/2" Threaded Type PN20 rated | 16.2179 | 59.601
x |  | 126064200299 | Check Valve 1" Threaded Type PN20 rated | 40.5449 | 149.0024
x |  | 106003200006 | Check Valve 1.25" Threaded Type PN20 rated | 68.9263 | 253.3041
x |  | 234008200010 | Check Valve 1.5" Threaded Type PN20 rated | 77.0353 | 283.1046
PRESSURE REDUCING VALVE PILOT OPERATED
LIFECO-UK |  |  | Pressure Reducing Valve, Pilot Operated, FM Approved, 2" DI Body, WP 300 PSI, Flange X Flange ANSI16.1 Class 150FF, LIFECO-UK, Model LF-PRC | 763.6637 | 2806.4642
LIFECO-UK |  |  | Pressure Reducing Valve, Pilot Operated, FM Approved, 2.5" DI Body, WP 300 PSI, Flange X Flange ANSI16.1 Class 150FF, LIFECO-UK, Model LF-PRC | 932.539 | 3427.0807
LIFECO-UK |  |  | Pressure Reducing Valve, Pilot Operated, FM Approved, 3" DI Body, WP 300 PSI, Flange X Flange ANSI16.1 Class 150FF, LIFECO-UK, Model LF-PRC | 1043.0529 | 3833.2194
LIFECO-UK |  |  | Pressure Reducing Valve, Pilot Operated, FM Approved, 4" DI Body, WP 300 PSI, Flange X Flange ANSI16.1 Class 150FF, LIFECO-UK, Model LF-PRC | 1270.2894 | 4668.3136
LIFECO-UK |  |  | Pressure Reducing Valve, Pilot Operated, FM Approved, 5" DI Body, WP 300 PSI, Flange X Flange ANSI16.1 Class 150FF, LIFECO-UK, Model LF-PRC | 1495.0425 | 5494.2811
LIFECO-UK |  |  | Pressure Reducing Valve, Pilot Operated, FM Approved, 6" DI Body, WP 300 PSI, Flange X Flange ANSI16.1 Class 150FF, LIFECO-UK, Model LF-PRC | 1853.9023 | 6813.0911
LIFECO-UK |  |  | Pressure Reducing Valve, Pilot Operated, FM Approved, 8" DI Body, WP 300 PSI, Flange X Flange ANSI16.1 Class 150FF, LIFECO-UK, Model LF-PRC | 2836.1105 | 10422.706
LIFECO-UK |  |  | Pressure Reducing Valve, Pilot Operated, FM Approved, 10" DI Body, WP 300 PSI, Flange X Flange ANSI16.1 Class 150FF, LIFECO-UK, Model LF-PRC | 5540.5976 | 20361.6963
LIFECO-UK |  |  | Pressure Reducing Valve, Pilot Operated, 12" DI Body, WP 300 PSI, Flange X Flange ANSI16.1 Class 150FF, LIFECO-UK, Model LF-PRC | 8133.3291 | 29889.9844
LIFECO-UK |  |  | LIFECO-UK Pressure Reducing Valve, Pilot Operated, FM Approved, 2" DI Body, WP 300 PSI, Grooved, Model LF-PRC | 763.6637 | 2806.4642
LIFECO-UK |  |  | LIFECO-UK Pressure Reducing Valve, Pilot Operated, FM Approved, 2.5" DI Body, WP 300 PSI, Grooved, Model LF-PRC | 932.539 | 3427.0807
LIFECO-UK |  |  | LIFECO-UK Pressure Reducing Valve, Pilot Operated, FM Approved, 3" DI Body, WP 300 PSI, Grooved, Model LF-PRC | 1043.0529 | 3833.2194
LIFECO-UK |  |  | LIFECO-UK Pressure Reducing Valve, Pilot Operated, FM Approved, 4" DI Body, WP 300 PSI, Grooved, Model LF-PRC | 1270.2894 | 4668.3136
LIFECO-UK |  |  | LIFECO-UK Pressure Reducing Valve, Pilot Operated, FM Approved, 5" DI Body, WP 300 PSI, Grooved, Model LF-PRC | 1495.0425 | 5494.2811
LIFECO-UK |  |  | LIFECO-UK Pressure Reducing Valve, Pilot Operated, FM Approved, 6" DI Body, WP 300 PSI, Grooved, Model LF-PRC | 1853.9023 | 6813.0911
LIFECO-UK |  |  | LIFECO-UK Pressure Reducing Valve, Pilot Operated, FM Approved, 8" DI Body, WP 300 PSI, Grooved, Model LF-PRC | 2836.1105 | 10422.706
LIFECO-UK |  |  | LIFECO-UK Pressure Reducing Valve, Pilot Operated, FM Approved, 10" DI Body, WP 300 PSI, Grooved, Model LF-PRC | 5540.5976 | 20361.6963
LIFECO-UK |  |  | LIFECO-UK Pressure Reducing Valve, Pilot Operated, 12" DI Body, WP 300 PSI, Grooved, Model LF-PRC | 8133.3291 | 29889.9844

## Pump Accessories
PUMP ACCESSORIES
Item of | LIFECO-UK Item Code | Supplier Item Code | Description | LIFECO-UK GP (USD) | LIFECO-UK GP (AED)
FM APPROVED FIRE PUMP FLOW METERS
GERAND | SF-VLVFM014 | 230002200005 | Flow Meter for Fire Pump System, 2'' dia Grooved inlet and outlet, suitable for GPM 50, Model G-50-2, FM Approve | 988.1667 | 3631.5125
GERAND | SF-VLVFM002 | 074003200346 | Fire Pump Flow Meter Size 2.5" FM Approved for 100 GPM & Below | 942.4038 | 3463.3341
GERAND | SF-VLVFM003 | 074003200348 | Fire Pump Flow Meter Size 3" FM Approved for 150 GPM to 200 GPM & Below | 1350.9941 | 4964.9033
GERAND | SF-VLVFM004 | 074003200340 | Fire Pump Flow Meter Size 4" FM Approved for 250 GPM to 450 GPM & Below | 1383.7208 | 5085.1739
GERAND | SF-VLVFM007 | 074003200341 | Fire Pump Flow Meter Size 6" FM Approved for 500 GPM to 750 GPM & Below | 1441.0569 | 5295.8842
GERAND | SF-VLVFM008 | 074003200342 | Fire Pump Flow Meter Size 6" FM Approved for 1000 GPM to 1250 GPM & Below | 1441.0569 | 5295.8842
GERAND | SF-VLVFM012 | 074003200344 | Fire Pump Flow Meter Size 8" FM Approved for 1500 GPM to 2500 GPM & Below | 2156.5183 | 7925.2046
GERAND |  | 230002200007 | GERAND Flow Meter 8" Grooved Type, Model G-3000-8, Part No. 7122, FM Approved | 2156.5183 | 7925.2046
GERAND |  | 230002200008 | GERAND Flow Meter 10" Grooved Type, Model G-3500-10, Part No. 7127, FM Approved | 2964.5 | 10894.5375
PRESSURE TANKS
x | SF-PMPST400 | 074003200073 | Pressure Tank Vertical 24 liter capacity | 141.9071 | 521.5084
x | SF-PMPST401 | 074003200086 | Pressure Tank Vertical 60 liter capacity | 175.9647 | 646.6704
x | SF-PMPST402 | 074003200139 | Pressure Tank Vertical 100 liter capacity | 429.7903 | 1579.4794
x | SF-PMPST403 | 074003200251 | Pressure Tank Vertical 200 liter capacity | 1354.1987 | 4976.6803
PRESSURE RELIEF VALVE
LIFECO-UK |  |  | Pressure Relief Valve, FM Approved, 2" DI Body, WP 300 PSI, Flange X Flange ANSI16.1 Class 150FF, Suitable For (250 GPM Pump Rating And Below), LIFECO-UK, Model LF-PRF | 779.8062 | 2865.7878
LIFECO-UK |  |  | Pressure Relief Valve, FM Approved, 2.5" DI Body, WP 300 PSI, Flange X Flange ANSI16.1 Class 150FF, Suitable For (300 GPM Pump Rating), LIFECO-UK, Model LF-PRF | 951.1649 | 3495.531
LIFECO-UK |  |  | Pressure Relief Valve, FM Approved, 3" DI Body, WP 300 PSI, Flange X Flange ANSI16.1 Class 150FF, Suitable For (400 GPM to 500 GPM Pump Rating), LIFECO-UK, Model LF-PRF | 1062.9206 | 3906.2331
LIFECO-UK |  |  | Pressure Relief Valve, FM Approved, 4" DI Body, WP 300 PSI, Flange X Flange ANSI16.1 Class 150FF, Suitable For (750 GPM to 1000 GPM Pump Rating), LIFECO-UK, Model LF-PRF | 1296.3657 | 4764.1441
LIFECO-UK |  |  | Pressure Relief Valve, FM Approved, 5" DI Body, WP 300 PSI, Flange X Flange ANSI16.1 Class 150FF, LIFECO-UK, Model LF-PRF | 1524.844 | 5603.8017
LIFECO-UK |  |  | Pressure Relief Valve, FM Approved, 6" DI Body, WP 300 PSI, Flange X Flange ANSI16.1 Class 150FF, Suitable For (1250 GPM to 2500 GPM Pump Rating), LIFECO-UK, Model LF-PRF | 1889.9125 | 6945.4284
LIFECO-UK |  |  | Pressure Relief Valve, FM Approved, 8" DI Body, WP 300 PSI, Flange X Flange ANSI16.1 Class 150FF, Suitable For (3000 GPM to 5000 GPM Pump Rating), LIFECO-UK, Model LF-PRF | 2893.23 | 10632.6204
LIFECO-UK |  |  | Pressure Relief Valve, FM Approved, 10" DI Body, WP 300 PSI, Flange X Flange ANSI16.1 Class 150FF, LIFECO-UK, Model LF-PRF | 5651.1116 | 20767.835
LIFECO-UK |  |  | Pressure Relief Valve, FM Approved, 12" DI Body, WP 300 PSI, Flange X Flange ANSI16.1 Class 150FF, LIFECO-UK, Model LF-PRF | 8295.9957 | 30487.7841
LIFECO-UK |  |  | Pressure Relief Valve, FM Approved, 2" DI Body, WP 300 PSI, Grooved End AWWA C606, Suitable For (250 GPM Pump Rating And Below), LIFECO-UK, Model LF-PRF | 828.8762 | 3046.12
LIFECO-UK |  |  | Pressure Relief Valve, FM Approved, 2.5" DI Body, WP 300 PSI, Grooved End AWWA C606, Suitable For (300 GPM Pump Rating), LIFECO-UK, Model LF-PRF | 956.8218 | 3516.32
LIFECO-UK |  |  | Pressure Relief Valve, FM Approved, 3" DI Body, WP 300 PSI, Grooved End AWWA C606, Suitable For (400 GPM to 500 GPM Pump Rating), LIFECO-UK, Model LF-PRF | 1087.5483 | 3996.74
LIFECO-UK |  |  | Pressure Relief Valve, FM Approved, 4" DI Body, WP 300 PSI, Grooved End AWWA C606, Suitable For (750 GPM to 1000 GPM Pump Rating), LIFECO-UK, Model LF-PRF | 1176.5605 | 4323.86
LIFECO-UK |  |  | Pressure Relief Valve, FM Approved, 5" DI Body, WP 300 PSI, Grooved End AWWA C606, LIFECO-UK, Model LF-PRF | 1374.0435 | 5049.61
LIFECO-UK |  |  | Pressure Relief Valve, FM Approved, 6" DI Body, WP 300 PSI, Grooved End AWWA C606, Suitable For (1250 GPM to 2500 GPM Pump Rating), LIFECO-UK, Model LF-PRF | 1613.2599 | 5928.73
LIFECO-UK |  |  | Pressure Relief Valve, FM Approved, 8" DI Body, WP 300 PSI, Grooved End AWWA C606, Suitable For (3000 GPM to 5000 GPM Pump Rating), LIFECO-UK, Model LF-PRF | 2048.5551 | 7528.44
LIFECO-UK |  |  | Pressure Relief Valve, FM Approved, 10" DI Body, WP 300 PSI, Grooved End AWWA C606, LIFECO-UK, Model LF-PRF | 3024.8544 | 11116.34
LIFECO-UK |  |  | Pressure Relief Valve, FM Approved, 12" DI Body, WP 300 PSI, Grooved End AWWA C606, LIFECO-UK, Model LF-PRF | 5693.6762 | 20924.26
Waste Cone
LIFECO-UK | SF-WCFLG001 | 073012200011 | LIFECO-UK Waste Cone, Size 3”x 4” high quality carbon steel, Red Powder Coating, Sight Glass and Flanged ANSI Class 150FF, Model LF-WC | 681.0058 | 2502.6962
LIFECO-UK | SF-WCFLG002 | 073012200013 | LIFECO-UK Waste Cone, Size 3”x 6” high quality carbon steel, Red Powder Coating, Sight Glass and Flanged ANSI Class 150FF, Model LF-WC | 718.8394 | 2641.7349
LIFECO-UK | SF-WCFLG003 | 073012200009 | LIFECO-UK Waste Cone, Size 4”x 6” high quality carbon steel, Red Powder Coating, Sight Glass and Flanged ANSI Class 150FF, Model LF-WC | 892.8742 | 3281.3128
LIFECO-UK | SF-WCFLG004 | 073012200005 | LIFECO-UK Waste Cone, Size 4”x8” high quality carbon steel, Red Powder Coating, Sight Glass and Flanged ANSI Class 150FF, Model LF-WC | 1059.3423 | 3893.083
LIFECO-UK | SF-WCFLG005 | 073012200003 | LIFECO-UK Waste Cone, Size 6”x8” high quality carbon steel, Red Powder Coating, Sight Glass and Flanged ANSI Class 150FF, Model LF-WC | 1286.3442 | 4727.315
LIFECO-UK | SF-WCFLG006 | 106066200002 | LIFECO-UK Waste Cone, Size 6”x10” high quality carbon steel, Red Powder Coating, Sight Glass and Flanged ANSI Class 150FF, Model LF-WC | 1589.0135 | 5839.6245
LIFECO-UK | SF-WCFLG007 | 106066200003 | LIFECO-UK Waste Cone, Size 8”x10” high quality carbon steel, Red Powder Coating, Sight Glass and Flanged ANSI Class 150FF, Model LF-WC | 1702.5144 | 6256.7405
LIFECO-UK | SF-WCFLG008 | 073012200006 | LIFECO-UK Waste Cone, Size 8”x12” high quality carbon steel, Red Powder Coating, Sight Glass and Flanged ANSI Class 150FF, Model LF-WC | 1891.6827 | 6951.9339
Terminal Box
LIFECO-UK | SF-PMPST430 | 088002200011 | Terminal Box upto 50HP Fire Pump | 262.7643 | 965.659
LIFECO-UK | SF-PMPST431 | 088002200013 | Terminal Box 60-125 HP Fire Pump | 384.0375 | 1411.3378
LIFECO-UK | SF-PMPST432 | 088002200012 | Terminal Box 150 HP and above Fire Pump | 393.47 | 1446.0022
Foot Valve
x |  |  | CIFVFL-63 (C.I Foot Valve Flanged-PN16 -With Rubber Flap-2 1/2") | 78.8571 | 289.8
x |  |  | CIFVFL-75 (C.I Foot Valve Flanged-PN16 -with Rubber Flap-3") | 97.9129 | 359.83
x |  |  | CIFVFL-100 (C.I Foot Valve Flanged -PN16-with Rubber Flap-4") | 162.9714 | 598.92
x |  |  | CIFVFL-150 (C.I Foot Valve Flanged -PN16-with Rubber Flap-6") | 228.0272 | 838
x |  |  | CIFVFL-200 (C.I Foot Valve Flanged -PN16-with Rubber Flap-8") | 366.6857 | 1347.57
x |  |  | CIFVFL-250 (C.I Foot Valve Flanged -PN16-with Rubber Flap-10") | 651.8857 | 2395.68
x |  |  | CIFVFL-300 (C.I Foot Valve Flanged -PN16-with Rubber Flap-12") | 852.9714 | 3134.67
Fexible Joint
LIFECO-UK | LF-VLVJFR001 | 073015200009 | Joint Flex Ruber Exp.TYPE 6" Flange | 176.7756 | 649.6505
LIFECO-UK | LF-VLVJFR002 | 073015200010 | Joint Flex Ruber Exp.TYPE 2" Flange | 44.5994 | 163.9026
LIFECO-UK | LF-VLVJFR004 | 073015200003 | Joint Flex Ruber Exp.TYPE 2.5" Flange | 57.2045 | 210.2265
LIFECO-UK | LF-VLVJFR003 | 073016200018 | Joint Flex Ruber Exp. TYPE 8" Flange | 243.2692 | 894.0144
LIFECO-UK | LF-VLVJFR005 | 073016200013 | Joint Flex Ruber Exp. TYPE 4" Flange | 83.234 | 305.8851
LIFECO-UK | LF-VLVJFR006 | 073015200004 | Joint Flex Ruber Exp. TYPE 3" Flange | 68.9263 | 253.3041
LIFECO-UK | LF-VLVJFR007 | 007006020016 | Joint Flex Rubber Exp. TYPE 10" Flange | 431.3037 | 1585.0409
UL Listed Diesel Engine Instrumental Panel
LIFECO-UK | SF-PMPST433 | 088001200096 | Black Stallion Diesel Engine Instrumentation Panel 12 VDC | 1617 | 5942.475
LIFECO-UK | SF-PMPST434 | 088001200097 | Black Stallion Diesel Engine Instrumentation Panel 24 VDC | 1617 | 5942.475

## LF. VALVE
Breaching Inlet, Air Release, Preesure Release, & Landing Valves
Item of | LIFECO-UK Item Code | Supplier Item Code | Description | LIFECO-UK GP (USD) | LIFECO-UK GP (AED)
Breaching Inlet
SFFECO |  | 013020200014 | 2-Way Breeching Inlet with Flanged outlet, KM Approved, SFFECO Model SFD-K100-2WBI | 272.3634 | 1000.9356
SFFECO |  | 013020200015 | 4-Way Breeching Inlet with Flanged outlet, KM Approved, SFFECO Model SFD-K150-4WBI | 502.8248 | 1847.8812
LIFECO-UK | SF-VLVSP005 | 013020010002 | Valve, Breeching Inlet, Two Way, 4"X2.5"X2.5", Cast Iron, Red Painted, Flanged Inlet & Instantaneous Outlet, With Plastic Cap and Chain, Non KiteMarked, LIFECO-UK, Model LWR 095 | 208.6474 | 766.7793
LIFECO-UK | SF-VLVSP006 | 013020200011 | Valve, Breeching Inlet, Four Way, 6"X2.5"X2.5"X2.5"X2.5", Cast Iron, Red Painted, Flanged Inlet & Instantaneous Outlet, With Plastic Cap and Chain, Non Kitemarked, LIFECO-UK, Model LWR 115 | 359.1218 | 1319.7726
LIFECO-UK NON KM Valve Landing Type
LIFECO-UK | SF-VLVSP011 | 013019010011 | Valve Landing Oblique Type 2.5" Size, Brass, Red Painted. Threaded Inlet and Instantaneous Coupling Outlet, with Hand Wheel, Plastic Cap and Chain, Standard approval, LIFECO-UK,Model LDR 097 | 107.8 | 396.165
LIFECO-UK | SF-VLVSP012 | 013019010009 | Valve Landing Oblique Type 2.5" Size. Brass, Red Painted. Flanged Inlet and Instantaneous Coupling Outlet, with Handwheel, Plastic Cap and Chain, Standard approval, LIFECO-UK,Model LDR 098 | 165.2115 | 607.1524
LIFECO-UK | SF-VLVSP015 | 013019200014 | Valve Landing Straight Through 2.5" Size, Brass, Red Painted, Threaded Inlet and Instantaneous Coupling Outlet, with Handwheel, Plastic Cap and Chain, LIFECO-UK,Model LDR107 | 137.9633 | 507.015
LIFECO-UK | SF-VLVSP016 | 013019200009 | Valve Landing Straight Through 2.5" Size, Brass, Red Painted, Flanged Inlet and Instantaneous Coupling Outlet, with Handwheel, Plastic Cap and Chain, LIFECO-UK,Model LDR108 | 162.2253 | 596.1781
LIFECO-UK | SF-VLVPRV003 | 013019200019 | Valve Pressure Regulating 'E' Type 2.5" Size, Brass, Red Painted, Flanged End, with Handwheel, Plastic Cap and Chain, LIFECO-UK,Model LWR 120 | 343.6125 | 1262.7759
LIFECO-UK | SF-VLVPRV004 | 073018200038 | Valve Pressure Regulating 'E' Type 2.5" Size, Brass, Red Painted, Screw Type, with Handwheel, Plastic Cap and Chain, Standard, LIFECO-UK,Model LWR 121 | 289.7125 | 1064.6934
Pressure Regulating / Reducing Valve
LIFECO-UK | SF-VLVPRV005 | 126064200184 | Pressure Reducing Valve 3/4” (19 mm), Brass, WP inlet up to 20 Bar (290 psi), outlet between 1 to 5 bar(14.5 to 72.5 psi), inlet NPT, outlet NPT, LIFECO-UK, Model LF-PRV-3/4-NPT. |  | 0
LIFECO-UK | SF-VLVPRV006 | 126064200185 | Pressure Reducing Valve 1/2” (12.7 mm), Brass, WP inlet up to 20 Bar (290 psi), outlet between 1 to 5 bar(14.5 to 72.5 psi), inlet NPT, outlet NPT, LIFECO-UK, Model LF-PRV-1/2-NPT. |  | 0
LIFECO-UK | SF-VLVPRV007 | 073018200004 | Pressure Reducing Valve 1” (25 mm), Brass, WP inlet up to 20 Bar (290 psi), outlet between 1 to 5 bar(14.5 to 72.5 psi), inlet BSP, outlet BSP, LIFECO-UK, Model LF-PRV-1-BSP. | 37.29 | 137.0407
LIFECO-UK | SF-VLVPRV009 | 073018200009 | Pressure Reducing Valve 1.5” (38 mm), Brass, WP inlet up to 20 Bar (290 psi), outlet between 1 to 5 bar(14.5 to 72.5 psi), inlet NPT, outlet NPT, LIFECO-UK, Model LF-PRV-1.5-NPT. | 51.1234 | 187.8784
LIFECO-UK | SF-VLVPRV010 | 073018200051 | Pressure Reducing Valve 2”(50 mm), Brass, WP inlet up to 20 Bar (290 psi), outlet between 1 to 4.5 bar(14.5 to 65 psi), inlet BSP, outlet BSP, LIFECO-UK,Model LF-PRV-2-BSP. | 55.3335 | 203.3507
LIFECO-UK | SF-VLVPRV011 | 126064200186 | Pressure Reducing Valve 2” (50 Mm), Brass, WP Inlet Up To 20 Bar (290 Psi), Outlet Between 1 To 4 Bar(14.5 To 58 Psi), Inlet NPT, Outlet NPT, LIFECO-UK,Model LF-PRV-2-NPT. |  | 0
LIFECO-UK Air Release Valve
LIFECO-UK |  |  | LIFECO-UK Air Release Valve, Size 1”, Working Pressure 175 PSI, UL/FM Approved, Model LF-ARV | 165 | 606.375
LIFECO-UK | SF-VLVARV001 | 074003200087 | LIFECO-UK Air Release Valve, 1” Ø, Standard, Model LWR104 | 16.4798 | 60.5632
LIFECO-UK | SF-VLVARV002 | 074003200232 | LIFECO-UK Air Release Valve, 3/4” Ø, Standard, Model LWR103 | 20.7098 | 76.1086
SFFECO Air Release Valve Listed FM Approved
SFFECO | SF-VLVARV003 | 106015200001 | Air Release Valve 1/2” NPT, Pressure Rating 200 psi, FM Approved,,Model SF-ARV-15 | 231.542 | 850.9167
SFFECO | SF-VLVARV004 | 234034200001 | Air Release Valve 3/4” NPT, Pressure Rating 200 psi, FM Approved,,Model SF-ARV-20 | 231.542 | 850.9167
SFFECO | SF-VLVARV005 | 106015200002 | Air Release Valve 1” NPT, Pressure Rating 200 psi, FM Approved,,Model SF-ARV-25 | 231.542 | 850.9167
Lock Shield Valve Non Listed
LIFECO-UK | SF-VLVLSV001 | 010008020004 | Lock Shield Valve with key, Standard, LIFECO-UK, Model LF-LSV | 17.7822 | 65.3496
KM Landing Valves
SFFECO | SF-VLVSP022 | 013019200041 | Valve Landing right-Angle pattern globe type Flanged inlet 2.5" Kitemarked SFFECO Model SFD-K65-RLVF | 299.3005 | 1099.9293
SFFECO | SF-VLVSP023 | 013019200042 | Valve Landing right-Angle pattern globe type Screwed inlet 2.5" Kitemarked SFFECO Model SFD-K65-RLVS | 185.5663 | 681.9561
SFFECO | SF-VLVSP024 | 073018200052 | Valve Landing PRV ("E" Type) Bib nose pattern globe type Flanged inlet 2.5" Kitemarked (With outlet Flow & Pressure 130 to 135 GPM @ 4 to 4.5 Bar Max) SFFECO Model SFD-K65-PRVF | 489.3563 | 1798.3844
SFFECO | SF-VLVSP025 | 073017200007 | Valve Landing PRV ("E" Type) Bib nose pattern globe type Screwed inlet 2.5" Kitemarked (With outlet Flow & Pressure 130 to 135 GPM @ 4 to 4.5 Bar Max) SFFECO Model SFD-K65-PRVS | 372.8999 | 1370.4071
SFFECO | SF-VLVSP026 | 013019200044 | Valve Landing Straight horizontal pattern globe type Screwed inlet 2.5" Kitemarked SFFECO Model SFD-K65-SLVS | 240.9369 | 885.4431
SFFECO | SF-VLVSP027 | 013019200047 | Valve Landing Straight horizontal pattern globe type Flanged inlet 2.5" Kitemarked SFFECO Model SFD-K65-SLVF | 293.2076 | 1077.5378
SFFECO | SF-VLVSP028 | 013019200048 | Valve Landing Bib Nose pattern globe type Screwed inlet 2.5" Kitemarked SFFECO Model SFD-K65-BLVS | 230.4614 | 846.9455
SFFECO | SF-VLVSP029 | 013019200051 | Valve Landing Bib Nose pattern globe type Flanged inlet 2.5" Kitemarked SFFECO Model SFD-K65-BLVF | 302.2293 | 1110.6929
SFFECO | SF-VLVSP030 | 013019200036 | Valve Oblique Landing pattern globe type Flanged inlet 2.5" Kitemarked SFFECO Model SFD-K65-OLVF | 249.2875 | 916.1316
SFFECO | SF-VLVSP031 | 130004200013 | Valve Oblique Landing pattern globe type with a male screwed inlet 2.5" Kitemarked SFFECO Model SFD-K65-OLVST | 193.0488 | 709.4544

## LF. Fire Cabinets
LIFECO-UK STANDARD CABINETS
Item of | LIFECO-UK Item Code | Supplier Item Code | Description | LIFECO-UK GP (USD) | LIFECO-UK GP (AED)
LF300 GROUP: RUBBER HOSE REEL, SURFACE TYPE
LIFECO-UK | SF-CABHRCRH300G001 | 033019200003 | Hose Reel Cabinet, Manual 1" x 30 M Long Rubber Hose with 1" Plastic Nozzle & Ball Valve, Surface Type, Made of Full 1mm Galvanized Steel Red Painted, Size (800x800x230mm), LIFECO-UK,Model LF300 RSD | 437.3122 | 1607.1224
LIFECO-UK | SF-CABHRCRH300G002 | 033019200002 | Hose Reel Cabinet, Automatic 1" x 30 M Long Rubber Hose with 1" Plastic Nozzle & Ball Valve, Surface Type, Made of Full 1mm Galvanized Steel Red Painted, Size (800x800x250mm), LIFECO-UK,Model LF300A RSD | 490.2018 | 1801.4917
LIFECO-UK | SF-CABHRCRH300G003 | 033013200002 | Hose Reel Cabinet, Manual 1" x 30 M Long Rubber Hose with 1" Plastic Nozzle & Ball Valve, Surface Type, Back Box 1mm Galvanized Steel Red Painted, FrameLess Door 1mm Stainless Steel Hairline Finish 304, Size (800x800x230mm), LIFECO-UK,Model LF300 RSSD | 601.3997 | 2210.1439
LIFECO-UK | SF-CABHRCRH300G004 | 033019200005 | Hose Reel Cabinet, Automatic 1" x 30 M Long Rubber Hose with 1" Plastic Nozzle & Ball Valve, Surface Type, Back Box 1mm Galvanized Steel Red Painted, FrameLess Door 1mm Stainless Steel Hairline Finish 304, Size (800x800x250mm), LIFECO-UK,Model LF300A RSSD | 655.0525 | 2407.3179
LIFECO-UK | SF-CABHRCRH300G005 | 033014020006 | Hose Reel Cabinet, Manual 1" x 30 M Long Rubber Hose with 1" Plastic Nozzle & Ball Valve, Surface Type, Made of Full 1mm Stainless Steel Hairline Finish 304, Size (800x800x230mm), LIFECO-UK,Model LF300 SSSD | 676.1931 | 2485.0095
LIFECO-UK | SF-CABHRCRH300G006 | 033020020003 | Hose Reel Cabinet, Automatic 1" x 30 M Long Rubber Hose with 1" Plastic Nozzle & Ball Valve, Surface Type, Made of Full 1mm Stainless Steel Hairline Finish 304, Size (800x800x250mm), LIFECO-UK,Model LF300A SSSD | 728.3195 | 2676.574
LF300 GROUP: RUBBER HOSE REEL, RECESSED TYPE
LIFECO-UK | SF-CABHRCRH300G051 | 033015200002 | Hose Reel Cabinet, Manual 1" x 30 M Long Rubber Hose with 1" Plastic Nozzle & Ball Valve, Recessed Type, Made of Full 1mm Galvanized Steel Red Painted, Size (800x800x230mm), LIFECO-UK,Model LF300 RSD | 437.3122 | 1607.1224
LIFECO-UK | SF-CABHRCRH300G052 | 033021200001 | Hose Reel Cabinet, Automatic 1" x 30 M Long Rubber Hose with 1" Plastic Nozzle & Ball Valve, Recessed Type, Made of Full 1mm Galvanized Steel Red Painted, Size (800x800x250mm), LIFECO-UK,Model LF300A RSD | 490.2018 | 1801.4917
LIFECO-UK | SF-CABHRCRH300G053 | 033015200003 | Hose Reel Cabinet, Manual 1" x 30 M Long Rubber Hose with 1" Plastic Nozzle & Ball Valve, Recessed Type, Back Box 1mm Galvanized Steel Red Painted, Door & Frame 1mm Stainless Steel Hairline Finish 304, Size (800x800x230mm), LIFECO-UK,Model LF300 RSSD | 601.3997 | 2210.1439
LIFECO-UK | SF-CABHRCRH300G054 | 033022200001 | Hose Reel Cabinet, Automatic 1" x 30 M Long Rubber Hose with 1" Plastic Nozzle & Ball Valve, Recessed Type, Back Box 1mm Galvanized Steel Red Painted, Door & Frame 1mm Stainless Steel Hairline Finish 304, Size (800x800x250mm), LIFECO-UK,Model LF300A RSSD | 655.0525 | 2407.3179
LIFECO-UK | SF-CABHRCRH300G055 | 033016200001 | Hose Reel Cabinet, Manual 1" x 30 M Long Rubber Hose with 1" Plastic Nozzle & Ball Valve, Recessed Type, Made of Full 1mm Stainless Steel Hairline Finish 304, Size (800x800x230mm), LIFECO-UK,Model LF300 SSSD | 676.1931 | 2485.0095
LIFECO-UK | SF-CABHRCRH300G056 | 033022200002 | Hose Reel Cabinet, Automatic 1" x 30 M Long Rubber Hose with 1" Plastic Nozzle & Ball Valve, Recessed Type, Made of Full 1mm Stainless Steel Hairline Finish 304, Size (800x800x250mm), LIFECO-UK,Model LF300A SSSD | 728.3195 | 2676.574
LF600 GROUP: RUBBER HOSE REEL, SURFACE TYPE
LIFECO-UK | SF-CABHRCRH600G001 | 033032200002 | Hose Reel Cabinet, Horizontal Double Compartments, Manual 1" x 30 M Long Rubber Hose with 1" Plastic Nozzle & Ball Valve, Space for Fire Extinguisher, Surface Type, Made of Full 1mm Galvanized Steel Red Painted, Size (1050x800x230mm), LIFECO-UK,Model LF600 RSD | 499.8944 | 1837.112
LIFECO-UK | SF-CABHRCRH600G002 | 033039010008 | Hose Reel Cabinet, Horizontal Double Compartments, Automatic 1" x 30 M Long Rubber Hose with 1" Plastic Nozzle & Ball Valve, Space for Fire Extinguisher, Surface Type, Made of Full 1mm Galvanized Steel Red Painted, Size (1050x800x250mm), LIFECO-UK,Model LF600A RSD | 552.0208 | 2028.6765
LIFECO-UK | SF-CABHRCRH600G003 | 033033010016 | Hose Reel Cabinet, Horizontal Double Compartments, Manual 1" x 30 M Long Rubber Hose with 1" Plastic Nozzle & Ball Valve, Space for Fire Extinguisher, Surface Type, Back Box 1mm Galvanized Steel Red Painted, Frameless Doors 1mm Stainless Steel Hairline Finish 304, Size (1050x800x230mm), LIFECO-UK,Model LF600 RSSD | 713.5897 | 2622.4423
LIFECO-UK | SF-CABHRCRH600G004 | 033040020002 | Hose Reel Cabinet, Horizontal Double Compartments, Automatic 1" x 30 M Long Rubber Hose with 1" Plastic Nozzle & Ball Valve, Space for Fire Extinguisher, Surface Type, Back Box 1mm Galvanized Steel Red Painted, Frameless Doors 1mm Stainless Steel Hairline Finish 304, Size (1050x800x250mm), LIFECO-UK,Model LF600A RSSD | 765.7161 | 2814.0068
LIFECO-UK | SF-CABHRCRH600G005 | 033039010009 | Hose Reel Cabinet, Horizontal Double Compartments, Manual 1" x 30 M Long Rubber Hose with 1" Plastic Nozzle & Ball Valve, Space for Fire Extinguisher, Surface Type, Made of Full 1mm Stainless Steel Hairline Finish 304, Size (1050x800x230mm), LIFECO-UK,Model LF600 SSSD | 853.2549 | 3135.7118
LIFECO-UK | SF-CABHRCRH600G006 | 033040020003 | Hose Reel Cabinet, Horizontal Double Compartments, Automatic 1" x 30 M Long Rubber Hose with 1" Plastic Nozzle & Ball Valve, Space for Fire Extinguisher, Surface Type, Made of Full 1mm Stainless Steel Hairline Finish 304, Size (1050x800x250mm), LIFECO-UK,Model LF600A SSSD | 905.3813 | 3327.2763
LF600 GROUP: RUBBER HOSE REEL, RECESSED TYPE
LIFECO-UK | SF-CABHRCRH600G051 | 113002200001 | Hose Reel Cabinet, Horizontal Double Compartments, Manual 1" x 30 M Long Rubber Hose with 1" Plastic Nozzle & Ball Valve, Space for Fire Extinguisher, Recessed Type, Made of Full 1mm Galvanized Steel Red Painted, Size (1050x800x230mm), LIFECO-UK,Model LF600 RSD | 499.8944 | 1837.112
LIFECO-UK | SF-CABHRCRH600G052 | 033041010017 | Hose Reel Cabinet, Horizontal Double Compartments, Automatic 1" x 30 M Long Rubber Hose with 1" Plastic Nozzle & Ball Valve, Space for Fire Extinguisher, Recessed Type, Made of Full 1mm Galvanized Steel Red Painted, Size (1050x800x250mm), LIFECO-UK,Model LF600A RSD | 552.0208 | 2028.6765
LIFECO-UK | SF-CABHRCRH600G053 | 033035010037 | Hose Reel Cabinet, Horizontal Double Compartments, Manual 1" x 30 M Long Rubber Hose with 1" Plastic Nozzle & Ball Valve, Space for Fire Extinguisher, Recessed Type, Back Box 1mm Galvanized Steel Red Painted, Doors & Frame 1mm Stainless Steel Hairline Finish 304, Size (1050x800x230mm), LIFECO-UK,Model LF600 RSSD | 713.5897 | 2622.4423
LIFECO-UK | SF-CABHRCRH600G054 | 033042010022 | Hose Reel Cabinet, Horizontal Double Compartments, Automatic 1" x 30 M Long Rubber Hose with 1" Plastic Nozzle & Ball Valve, Space for Fire Extinguisher, Recessed Type, Back Box 1mm Galvanized Steel Red Painted, Doors & Frame 1mm Stainless Steel Hairline Finish 304, Size (1050x800x250mm), LIFECO-UK,Model LF600A RSSD | 765.7161 | 2814.0068
LIFECO-UK | SF-CABHRCRH600G055 | 033035010038 | Hose Reel Cabinet, Horizontal Double Compartments, Manual 1" x 30 M Long Rubber Hose with 1" Plastic Nozzle & Ball Valve, Space for Fire Extinguisher, Recessed Type, Made of Full 1mm Stainless Steel Hairline Finish 304, Size (1050x800x230mm), LIFECO-UK,Model LF600 SSSD | 853.2549 | 3135.7118
LIFECO-UK | SF-CABHRCRH600G056 | 033042010023 | Hose Reel Cabinet, Horizontal Double Compartments, Automatic 1" x 30 M Long Rubber Hose with 1" Plastic Nozzle & Ball Valve, Space for Fire Extinguisher, Recessed Type, Made of Full 1mm Stainless Steel Hairline Finish 304, Size (1050x800x250mm), LIFECO-UK,Model LF600A SSSD | 905.3813 | 3327.2763
LF4000 GROUP: SYNTHETIC HOSE REEL, SURFACE TYPE
LIFECO-UK | SF-CABHRCSH4000G001 | 035001010033 | Hose Reel Cabinet, 1 ½" x 30 M Long Synthetic Hose with 2.5" Nozzle & Landing Valve, Surface Type, Made of Full 1mm Galvanized Steel Red Painted, Size (700x700x230mm), LIFECO-UK,Model LF4000 RSD | 531.1855 | 1952.1068
LIFECO-UK | SF-CABHRCSH4000G002 | 035002010007 | Hose Reel Cabinet, 1 ½" x 30 M Long Synthetic Hose with 2.5" Nozzle & Landing Valve, Surface Type, Back Box 1mm Galvanized Steel Red Painted, Frameless Door 1mm Stainless Steel Hairline Finish 304, Size (700x700x230mm), LIFECO-UK,Model LF4000 RSSD | 690.6938 | 2538.2998
LIFECO-UK | SF-CABHRCSH4000G003 | 035002010008 | Hose Reel Cabinet, 1 ½" x 30 M Long Synthetic Hose with 2.5" Nozzle & Landing Valve, Surface Type, Made of Full 1mm Stainless Steel Hairline Finish 304, Size (700x700x230mm), LIFECO-UK,Model LF4000 SSSD | 775.4087 | 2849.6271
LIFECO-UK | SF-CABHRCSH4000G004 | 035007010016 | Hose Reel Cabinet, Horizontal Double Compartments, 1 ½" x 30 M Long Synthetic with 2.5" Nozzle & Landing Valve, Space for Fire Extinguisher, Surface Type, Made of Full 1mm Galvanized Steel Red Painted, Size (950x700x230mm), LIFECO-UK,Model LF4200 RSD | 583.8462 | 2145.6346
LIFECO-UK | SF-CABHRCSH4000G005 | 126064200219 | Hose Reel Cabinet, Horizontal Double Compartments, 1 ½" x 30 M Long Synthetic with 2.5" Nozzle & Landing Valve, Space for Fire Extinguisher, Surface Type, Back Box 1mm Galvanized Steel Red Painted, Frameless Doors 1mm Stainless Steel Hairline Finish 304, Size (950x700x230mm), LIFECO-UK,Model LF4200 RSSD | 797.5415 | 2930.9649
LIFECO-UK | SF-CABHRCSH4000G006 | 035008010010 | Hose Reel Cabinet, Horizontal Double Compartments, 1 ½" x 30 M Long Synthetic with 2.5" Nozzle & Landing Valve, Space for Fire Extinguisher, Surface Type, Made of Full 1mm Stainless Steel Hairline Finish 304, Size (950x700x230mm), LIFECO-UK,Model LF4200 SSSD | 952.4706 | 3500.3294
LF4000 GROUP: SYNTHETIC HOSE REEL, RECESSED TYPE
LIFECO-UK | SF-CABHRCSH4000G051 | 035003010030 | Hose Reel Cabinet, 1 ½" x 30 M Long Synthetic Hose with 2.5" Nozzle & Landing Valve, Recessed Type, Made of Full 1mm Galvanized Steel Red Painted, Size (700x700x230mm), LIFECO-UK,Model LF4000 RSD | 531.1855 | 1952.1068
LIFECO-UK | SF-CABHRCSH4000G052 | 035004010018 | Hose Reel Cabinet, 1 ½" x 30 M Long Synthetic Hose with 2.5" Nozzle & Landing Valve, Recessed Type, Back Box 1mm Galvanized Steel Red Painted, Door & Frame 1mm Stainless Steel Hairline Finish 304, Size (700x700x230mm), LIFECO-UK,Model LF4000 RSSD | 690.6938 | 2538.2998
LIFECO-UK | SF-CABHRCSH4000G053 | 035004010019 | Hose Reel Cabinet, 1 ½" x 30 M Long Synthetic Hose with 2.5" Nozzle & Landing Valve, Recessed Type, Made of Full 1mm Stainless Steel Hairline Finish 304, Size (700x700x230mm), LIFECO-UK,Model LF4000 SSSD | 775.4087 | 2849.6271
LIFECO-UK | SF-CABHRCSH4000G054 | 035009010013 | Hose Reel Cabinet, Horizontal Double Compartments, 1 ½" x 30 M Long Synthetic with 2.5" Nozzle & Landing Valve, Space for Fire Extinguisher, Recessed Type, Made of Full 1mm Galvanized Steel Red Painted, Size (950x700x230mm), LIFECO-UK,Model LF4200 RSD | 583.8462 | 2145.6346
LIFECO-UK | SF-CABHRCSH4000G055 | 035010010015 | Hose Reel Cabinet, Horizontal Double Compartments, 1 ½" x 30 M Long Synthetic with 2.5" Nozzle & Landing Valve, Space for Fire Extinguisher, Recessed Type, Back Box 1mm Galvanized Steel Red Painted, Doors & Frame 1mm Stainless Steel Hairline Finish 304, Size (950x700x230mm), LIFECO-UK,Model LF4200 RSSD | 797.5415 | 2930.9649
LIFECO-UK | SF-CABHRCSH4000G056 | 035010010016 | Hose Reel Cabinet, Horizontal Double Compartments, 1 ½" x 30 M Long Synthetic with 2.5" Nozzle & Landing Valve, Space for Fire Extinguisher, Recessed Type, Made of Full 1mm Stainless Steel Hairline Finish 304, Size (950x700x230mm), LIFECO-UK,Model LF4200 SSSD | 952.4706 | 3500.3294
LF5000 GROUP: SYNTHETIC HOSE REEL, SURFACE TYPE
LIFECO-UK | SF-CABHRCSH5000G001 | 036001010019 | Hose Reel Cabinet, 2 ½" x 30 M Long Synthetic Hose with 2.5" Nozzle & Landing Valve, Surface Type, Made of Full 1mm Galvanized Steel Red Painted, Size (750x750x230mm), LIFECO-UK,Model LF5000 RSD | 632.3092 | 2323.7363
LIFECO-UK | SF-CABHRCSH5000G002 | 036002010007 | Hose Reel Cabinet, 2 ½" x 30 M Long Synthetic Hose with 2.5" Nozzle & Landing Valve, Surface Type, Back Box 1mm Galvanized Steel Red Painted, Frameless Door 1mm Stainless Steel Hairline Finish 304, Size (750x750x230mm), LIFECO-UK,Model LF5000 RSSD | 788.3831 | 2897.3079
LIFECO-UK | SF-CABHRCSH5000G003 | 036002010008 | Hose Reel Cabinet, 2 ½" x 30 M Long Synthetic Hose with 2.5" Nozzle & Landing Valve, Surface Type, Made of Full 1mm Stainless Steel Hairline Finish 304, Size (750x750x230mm), LIFECO-UK,Model LF5000 SSSD | 873.098 | 3208.6353
LIFECO-UK | SF-CABHRCSH5000G004 | 036007010008 | Hose Reel Cabinet, Horizontal Double Compartments, 2 ½" x 30 M Long Synthetic with 2.5" Nozzle & Landing Valve, Space for Fire Extinguisher, Surface Type, Made of Full 1mm Galvanized Steel Red Painted, Size (990x750x230mm), LIFECO-UK,Model LF5200 RSD | 685.3514 | 2518.6665
LIFECO-UK | SF-CABHRCSH5000G005 | 036008020003 | Hose Reel Cabinet, Horizontal Double Compartments, 2 ½" x 30 M Long Synthetic with 2.5" Nozzle & Landing Valve, Space for Fire Extinguisher, Surface Type, Back Box 1mm Galvanized Steel Red Painted, Frameless Doors 1mm Stainless Steel Hairline Finish 304, Size (990x750x230mm), LIFECO-UK,Model LF5200 RSSD | 908.2051 | 3337.6538
LIFECO-UK | SF-CABHRCSH5000G006 | 036008020004 | Hose Reel Cabinet, Horizontal Double Compartments, 2 ½" x 30 M Long Synthetic with 2.5" Nozzle & Landing Valve, Space for Fire Extinguisher, Surface Type, Made of Full 1mm Stainless Steel Hairline Finish 304, Size (990x750x230mm), LIFECO-UK,Model LF5200 SSSD | 1050.1599 | 3859.3376
LF5000 GROUP: SYNTHETIC HOSE REEL, RECESSED TYPE
LIFECO-UK | SF-CABHRCSH5000G051 | 036003200001 | Hose Reel Cabinet, 2 ½" x 30 M Long Synthetic Hose with 2.5" Nozzle & Landing Valve, Recessed Type, Made of Full 1mm Galvanized Steel Red Painted, Size (750x750x230mm), LIFECO-UK,Model LF5000 RSD | 632.3092 | 2323.7363
LIFECO-UK | SF-CABHRCSH5000G052 | 036003200002 | Hose Reel Cabinet, 2 ½" x 30 M Long Synthetic Hose with 2.5" Nozzle & Landing Valve, Recessed Type, Back Box 1mm Galvanized Steel Red Painted, Door & Frame 1mm Stainless Steel Hairline Finish 304, Size (750x750x230mm), LIFECO-UK,Model LF5000 RSSD | 788.3831 | 2897.3079
LIFECO-UK | SF-CABHRCSH5000G053 | 036003200003 | Hose Reel Cabinet, 2 ½" x 30 M Long Synthetic Hose with 2.5" Nozzle & Landing Valve, Recessed Type, Made of Full 1mm Stainless Steel Hairline Finish 304, Size (750x750x230mm), LIFECO-UK,Model LF5000 SSSD | 873.098 | 3208.6353
LIFECO-UK | SF-CABHRCSH5000G054 | 036003200004 | Hose Reel Cabinet, Horizontal Double Compartments, 2 ½" x 30 M Long Synthetic with 2.5" Nozzle & Landing Valve, Space for Fire Extinguisher, Recessed Type, Made of Full 1mm Galvanized Steel Red Painted, Size (990x750x230mm), LIFECO-UK,Model LF5200 RSD | 685.3514 | 2518.6665
LIFECO-UK | SF-CABHRCSH5000G055 | 036010200001 | Hose Reel Cabinet, Horizontal Double Compartments, 2 ½" x 30 M Long Synthetic with 2.5" Nozzle & Landing Valve, Space for Fire Extinguisher, Recessed Type, Back Box 1mm Galvanized Steel Red Painted, Doors & Frame 1mm Stainless Steel Hairline Finish 304, Size (990x750x230mm), LIFECO-UK,Model LF5200 RSSD | 908.2051 | 3337.6538
LIFECO-UK | SF-CABHRCSH5000G056 | 036008020005 | Hose Reel Cabinet, Horizontal Double Compartments, 2 ½" x 30 M Long Synthetic with 2.5" Nozzle & Landing Valve, Space for Fire Extinguisher, Recessed Type, Made of Full 1mm Stainless Steel Hairline Finish 304, Size (990x750x230mm), LIFECO-UK,Model LF5200 SSSD | 1050.1599 | 3859.3376
LFR150 GROUP: SYNTHETIC HOSE RACK, SURFACE TYPE
LIFECO-UK | SF-CABHRR001 | 037001010012 | Hose Rack Cabinet, 1 ½" x 30 M Long Synthetic Hose with 2.5" Nozzle & Angle Valve, Surface Type, Made of Full 1mm Galvanized Steel Red Painted, Size (700x850x230mm), LIFECO-UK,Model LFR150 RSD | 543.3967 | 1996.9828
LIFECO-UK | SF-CABHRR002 | 037001010013 | Hose Rack Cabinet, 1 ½" x 30 M Long Synthetic Hose with 2.5" Nozzle & Angle Valve, Surface Type, Back Box 1mm Galvanized Steel Red Painted, Frameless Door 1mm Stainless Steel Hairline Finish 304, Size (700x850x230mm), LIFECO-UK,Model LFR150 RSSD | 703.6682 | 2585.9805
LIFECO-UK | SF-CABHRR003 | 037002020003 | Hose Rack Cabinet, 1 ½" x 30 M Long Synthetic Hose with 2.5" Nozzle & Angle Valve, Surface Type, Made of Full 1mm Stainless Steel Hairline Finish 304, Size (700x850x230mm), LIFECO-UK,Model LFR150 SSSD | 796.0151 | 2925.3554
LFR150 GROUP: SYNTHETIC HOSE RACK, RECESSED TYPE
LIFECO-UK | SF-CABHRR021 | 037004010005 | Hose Rack Cabinet, 1 ½" x 30 M Long Synthetic Hose with 2.5" Nozzle & Angle Valve, Recessed Type, Made of Full 1mm Galvanized Steel Red Painted, Size (700x850x230mm), LIFECO-UK,Model LFR150 RSD | 543.3967 | 1996.9828
LIFECO-UK | SF-CABHRR022 | 037003010009 | Hose Rack Cabinet, 1 ½" x 30 M Long Synthetic Hose with 2.5" Nozzle & Angle Valve, Recessed Type, Back Box 1mm Galvanized Steel Red Painted, Door & Frame 1mm Stainless Steel Hairline Finish 304, Size (700x850x230mm), LIFECO-UK,Model LFR150 RSSD | 703.6682 | 2585.9805
LIFECO-UK | SF-CABHRR023 | 037003010010 | Hose Rack Cabinet, 1 ½" x 30 M Long Synthetic Hose with 2.5" Nozzle & Angle Valve, Recessed Type, Made of Full 1mm Stainless Steel Hairline Finish 304, Size (700x850x230mm), LIFECO-UK,Model LFR150 SSSD | 796.0151 | 2925.3554
LFR200 GROUP: SYNTHETIC HOSE RACK, SURFACE TYPE
LIFECO-UK | SF-CABHRR041 | 037007010018 | Hose Rack Cabinet, 1 ½" x 30 M Long Synthetic Hose with 2.5" Nozzle & Angle Valve, Space for Fire Extinguisher, Surface Type, Made of Full 1mm Galvanized Steel Red Painted, Size (700x850x230mm), LIFECO-UK,Model LFR200E RSD | 543.3967 | 1996.9828
LIFECO-UK | SF-CABHRR042 | 037008010007 | Hose Rack Cabinet, 1 ½" x 30 M Long Synthetic Hose with 2.5" Nozzle & Angle Valve, Space for Fire Extinguisher, Surface Type, Back Box 1mm Galvanized Steel Red Painted, Frameless Door 1mm Stainless Steel Hairline Finish 304, Size (700x850x230mm), LIFECO-UK,Model LFR200E RSSD | 703.6682 | 2585.9805
LIFECO-UK | SF-CABHRR043 | 037008010008 | Hose Rack Cabinet, 1 ½" x 30 M Long Synthetic Hose with 2.5" Nozzle & Angle Valve, Space for Fire Extinguisher, Surface Type, Made of Full 1mm Stainless Steel Hairline Finish 304, Size (700x850x230mm), LIFECO-UK,Model LFR200E SSSD | 796.0151 | 2925.3554
LIFECO-UK | SF-CABHRR044 | 037013020002 | Hose Rack Cabinet, 1 ½" x 30 M Long Synthetic Hose with 2.5" Nozzle & Angle Valve, Space for Fire Extinguisher and Landing Valve, Surface Type, Made of Full 1mm Galvanized Steel Red Painted, Size (700x850x230mm), LIFECO-UK,Model LFR200EV RSD | 543.3967 | 1996.9828
LIFECO-UK | SF-CABHRR045 | 037013020003 | Hose Rack Cabinet, 1 ½" x 30 M Long Synthetic Hose with 2.5" Nozzle & Angle Valve, Space for Fire Extinguisher and Landing Valve, Surface Type, Back Box 1mm Galvanized Steel Red Painted, Frameless Door 1mm Stainless Steel Hairline Finish 304, Size (700x850x230mm), LIFECO-UK,Model LFR200EV RSSD | 703.6682 | 2585.9805
LIFECO-UK | SF-CABHRR046 | 037013020004 | Hose Rack Cabinet, 1 ½" x 30 M Long Synthetic Hose with 2.5" Nozzle & Angle Valve, Space for Fire Extinguisher and Landing Valve, Surface Type, Made of Full 1mm Stainless Steel Hairline Finish 304, Size (700x850x230mm), LIFECO-UK,Model LFR200EV SSSD | 796.0151 | 2925.3554
LFR200 GROUP: SYNTHETIC HOSE RACK, RECESSED TYPE
LIFECO-UK | SF-CABHRR061 | 037009010016 | Hose Rack Cabinet, 1 ½" x 30 M Long Synthetic Hose with 2.5" Nozzle & Angle Valve, Space for Fire Extinguisher, Recessed Type, Made of Full 1mm Galvanized Steel Red Painted, Size (700x850x230mm), LIFECO-UK,Model LFR200E RSD | 543.3967 | 1996.9828
LIFECO-UK | SF-CABHRR062 | 037010010021 | Hose Rack Cabinet, 1 ½" x 30 M Long Synthetic Hose with 2.5" Nozzle & Angle Valve, Space for Fire Extinguisher, Recessed Type, Back Box 1mm Galvanized Steel Red Painted, Door & Frame 1mm Stainless Steel Hairline Finish 304, Size (700x850x230mm), LIFECO-UK,Model LFR200E RSSD | 703.6682 | 2585.9805
LIFECO-UK | SF-CABHRR063 | 037010010022 | Hose Rack Cabinet, 1 ½" x 30 M Long Synthetic Hose with 2.5" Nozzle & Angle Valve, Space for Fire Extinguisher, Recessed Type, Made of Full 1mm Stainless Steel Hairline Finish 304, Size (700x850x230mm), LIFECO-UK,Model LFR200E SSSD | 796.0151 | 2925.3554
LIFECO-UK | SF-CABHRR064 | 037015200002 | Hose Rack Cabinet, 1 ½" x 30 M Long Synthetic Hose with 2.5" Nozzle & Angle Valve, Space for Fire Extinguisher and Landing Valve, Recessed Type, Made of Full 1mm Galvanized Steel Red Painted, Size (700x850x230mm), LIFECO-UK,Model LFR200EV RSD | 543.3967 | 1996.9828
LIFECO-UK | SF-CABHRR065 | 037016010009 | Hose Rack Cabinet, 1 ½" x 30 M Long Synthetic Hose with 2.5" Nozzle & Angle Valve, Space for Fire Extinguisher and Landing Valve, Recessed Type, Back Box 1mm Galvanized Steel Red Painted, Door & Frame 1mm Stainless Steel Hairline Finish 304, Size (700x850x230mm), LIFECO-UK,Model LFR200EV RSSD | 703.6682 | 2585.9805
LIFECO-UK | SF-CABHRR066 | 037016010010 | Hose Rack Cabinet, 1 ½" x 30 M Long Synthetic Hose with 2.5" Nozzle & Angle Valve, Space for Fire Extinguisher and Landing Valve, Recessed Type, Made of Full 1mm Stainless Steel Hairline Finish 304, Size (700x850x230mm), LIFECO-UK,Model LFR200EV SSSD | 796.0151 | 2925.3554
LF900 GROUP: RUBBER HOSE REEL, SURFACE TYPE
LIFECO-UK | SF-CABHRCRH900G001 | 034001200003 | Hose Reel Cabinet, Vertical Double Compartments, Upper with Manual 1" x 30 M Long Rubber Hose with 1" Plastic Nozzle & Ball Valve, Lower with Space for Fire Extinguisher, Surface Type, Made of Full 1mm Galvanized Steel Red Painted, Size (800x1600x230mm), LIFECO-UK,Model LF900 RSD | 557.1342 | 2047.4683
LIFECO-UK | SF-CABHRCRH900G002 | 034007200001 | Hose Reel Cabinet, Vertical Double Compartments, Upper with Automatic 1" x 30 M Long Rubber Hose with 1" Plastic Nozzle & Ball Valve, Lower with Space for Fire Extinguisher, Surface Type, Made of Full 1mm Galvanized Steel Red Painted, Size (800x1600x250mm), LIFECO-UK,Model LF900A RSD | 609.2606 | 2239.0328
LIFECO-UK | SF-CABHRCRH900G003 | 034002020005 | Hose Reel Cabinet, Vertical Double Compartments, Upper with Manual 1" x 30 M Long Rubber Hose with 1" Plastic Nozzle & Ball Valve, Lower with Space for Fire Extinguisher, Surface Type, Made of Full 1mm Stainless Steel Hairline Finish 304, Size (800x1600x230mm), LIFECO-UK,Model LF900 SSSD | 992.3095 | 3646.7374
LIFECO-UK | SF-CABHRCRH900G004 | 034008200002 | Hose Reel Cabinet, Vertical Double Compartments, Upper with Automatic 1" x 30 M Long Rubber Hose with 1" Plastic Nozzle & Ball Valve, Lower with Space for Fire Extinguisher, Surface Type, Made of Full 1mm Stainless Steel Hairline Finish 304, Size (800x1600x250mm), LIFECO-UK,Model LF900A SSSD | 1044.4359 | 3838.3019
LIFECO-UK | SF-CABHRCRH900G005 | 034002020006 | Hose Reel Cabinet, Vertical Double Compartments, Upper with Manual 1" x 30 M Long Rubber Hose with 1" Plastic Nozzle & Ball Valve, Lower with Space for Fire Extinguisher, Surface Type, Back Box 1mm Galvanized Steel Red Painted, Frameless Doors 1mm Stainless Steel Hairline Finish 304, Size (800x1600x230mm), LIFECO-UK,Model LF900 RSSD | 717.4057 | 2636.4661
LIFECO-UK | SF-CABHRCRH900G006 | 113033200013 | Hose Reel Cabinet, Vertical Double Compartments, Upper with Automatic 1" x 30 M Long Rubber Hose with 1" Plastic Nozzle & Ball Valve, Lower with Space for Fire Extinguisher, Surface Type, Back Box 1mm Galvanized Steel Red Painted, Frameless Doors 1mm Stainless Steel Hairline Finish 304, Size (800x1600x250mm), LIFECO-UK,Model LF900A RSSD | 769.5321 | 2828.0306
LF900 GROUP: RUBBER HOSE REEL, RECESSED TYPE
LIFECO-UK | SF-CABHRCRH900G051 | 034003010004 | Hose Reel Cabinet, Vertical Double Compartments, Upper with Manual 1" x 30 M Long Rubber Hose with 1" Plastic Nozzle & Ball Valve, Lower with Space for Fire Extinguisher, Recessed Type, Made of Full 1mm Galvanized Steel Red Painted, Size (800x1600x230mm), LIFECO-UK,Model LF900 RSD | 557.1342 | 2047.4683
LIFECO-UK | SF-CABHRCRH900G052 | 034009200001 | Hose Reel Cabinet, Vertical Double Compartments, Upper with Automatic 1" x 30 M Long Rubber Hose with 1" Plastic Nozzle & Ball Valve, Lower with Space for Fire Extinguisher, Recessed Type, Made of Full 1mm Galvanized Steel Red Painted, Size (800x1600x250mm), LIFECO-UK,Model LF900A RSD | 609.2606 | 2239.0328
LIFECO-UK | SF-CABHRCRH900G053 | 034004010005 | Hose Reel Cabinet, Vertical Double Compartments, Upper with Manual 1" x 30 M Long Rubber Hose with 1" Plastic Nozzle & Ball Valve, Lower with Space for Fire Extinguisher, Recessed Type, Back Box 1mm Galvanized Steel Red Painted, Doors & Frame 1mm Stainless Steel Hairline Finish 304, Size (800x1600x230mm), LIFECO-UK,Model LF900 RSSD | 717.4057 | 2636.4661
LIFECO-UK | SF-CABHRCRH900G054 | 034004200001 | Hose Reel Cabinet, Vertical Double Compartments, Upper with Automatic 1" x 30 M Long Rubber Hose with 1" Plastic Nozzle & Ball Valve, Lower with Space for Fire Extinguisher, Recessed Type, Back Box 1mm Galvanized Steel Red Painted, Doors & Frame 1mm Stainless Steel Hairline Finish 304, Size (800x1600x250mm), LIFECO-UK,Model LF900A RSSD | 769.5321 | 2828.0306
LIFECO-UK | SF-CABHRCRH900G055 | 034003200003 | Hose Reel Cabinet, Vertical Double Compartments, Upper with Manual 1" x 30 M Long Rubber Hose with 1" Plastic Nozzle & Ball Valve, Lower with Space for Fire Extinguisher, Recessed Type, Made of Full 1mm Stainless Steel Hairline Finish 304, Size (800x1600x230mm), LIFECO-UK,Model LF900 SSSD | 992.3095 | 3646.7374
LIFECO-UK | SF-CABHRCRH900G056 | 034009200002 | Hose Reel Cabinet, Vertical Double Compartments, Upper with Automatic 1" x 30 M Long Rubber Hose with 1" Plastic Nozzle & Ball Valve, Lower with Space for Fire Extinguisher, Recessed Type, Made of Full 1mm Stainless Steel Hairline Finish 304, Size (800x1600x250mm), LIFECO-UK,Model LF900A SSSD | 1044.4359 | 3838.3019
LF9000 GROUP: FOAM WATER CABINET, SURFACE TYPE
LIFECO-UK | SF-CABFMC001 | 039001200003 | Foam Water Cabinet, with 1 ½" x 30 M Long Synthetic Hose, with 2 Nos 20Ltr Foam Can and Standard Accessories, Surface Type, Made of Full 1mm Galvanized Steel Red Painted, Size (700x1120x300mm), LIFECO-UK,Model LF9000 RSD | 1152.4284 | 4235.1742
LIFECO-UK | SF-CABFMC002 | 039001200004 | Foam Water Cabinet, with 1 ½" x 30 M Long Synthetic Hose, with 2 Nos 20Ltr Foam Can and Standard Accessories, Surface Type, Made of Full 1mm Galvanized Steel Red Painted, Vertical Clear Glass Door, Size (700x1120x300mm), LIFECO-UK,Model LF9000 RVD | 1179.1403 | 4333.3405
LIFECO-UK | SF-CABFMC003 | 039001200005 | Foam Water Cabinet, with 1 ½" x 30 M Long Synthetic Hose, with 2 Nos 20Ltr Foam Can and Standard Accessories, Surface Type, Made of Full 1mm Galvanized Steel Red Painted, Full Clear Glass Door, Size (700x1120x300mm), LIFECO-UK,Model LF9000 RGD | 1179.1403 | 4333.3405
LIFECO-UK | SF-CABFMC004 | 231007201672 | Foam Water Cabinet, Surface Type, including Standard Accessories, Made of Full 1 mm Galvanized Steel Red Painted, Forward Slope Canopy, Size (1000 x 1300 x 350 mm), LIFECO-UK,Model LF9000 RSD Modified - 1 no. Hose Synthetic Single Jacket 1.5" x 30 Mtrs. with Morris Std. Aluminium Anodized Coupling, 200psi Working Pressure, White Color, UL Listed, LIFECO-UK, Model LF4015SJ - 1 nos. UL listed In Line Inductor / Proportioner, 119 GPM, SFFECO SS304-Threaded 2.5” Male BSP fitted with 2.5” Male Inst. Inlet and Female Inst. Outlet. SFFECO Model SF-FS-PIP-119-D - 2 nos. Foam Concentrate 3% AFFF per 20 Liter in Jerry can, UL-Listed, SFFECO (SFD-AFFF 3%)-C6 - 1 no. UL listed Nozzle, Hose Stream Low Expansion Branch Pipe, SFFECO, 119 GPM SS304 – 2.5”. Male Inst. Inlet. SFFECO Model SF-FS-HN-119LX-D | 2369.7285 | 8708.7523
LF9000 GROUP: FOAM WATER CABINET, RECESSED TYPE
LIFECO-UK | SF-CABFMC051 | 039001200006 | Foam Water Cabinet, with 1 ½" x 30 M Long Synthetic Hose, with 2 Nos 20Ltr Foam Can and Standard Accessories, Recessed Type, Made of Full 1mm Galvanized Steel Red Painted, Size (700x1120x300mm), LIFECO-UK,Model LF9000 RSD | 1152.4284 | 4235.1742
LIFECO-UK | SF-CABFMC052 | 039001200007 | Foam Water Cabinet, with 1 ½" x 30 M Long Synthetic Hose, with 2 Nos 20Ltr Foam Can and Standard Accessories, Recessed Type, Made of Full 1mm Galvanized Steel Red Painted, Vertical Clear Glass Door, Size (700x1120x300mm), LIFECO-UK,Model LF9000 RVD | 1179.1403 | 4333.3405
LIFECO-UK | SF-CABFMC053 | 039001200008 | Foam Water Cabinet, with 1 ½" x 30 M Long Synthetic Hose, with 2 Nos 20Ltr Foam Can and Standard Accessories, Recessed Type, Made of Full 1mm Galvanized Steel Red Painted, Full Clear Glass Door, Size (700x1120x300mm), LIFECO-UK,Model LF9000 RGD | 1179.1403 | 4333.3405
LF 30 Group: Hose Reels Kite Marked
LIFECO-UK | SF-CABHRL001 | 042002200027 | Hose Reel, Manual Fixed Type, 1" x 30 M Long Rubber Hose Red Colour with 1" Plastic Nozzle and Ball Valve, BS EN 671 Approved, LIFECO-UK, Model LH25F | 216.5096 | 795.6728
LIFECO-UK | SF-CABHRL002 | 042001010026 | Hose Reel, Automatic Fixed Type, 1" x 30 M Long Rubber Hose Red Colour with 1" Plastic Nozzle and Ball Valve, BS EN 671 Approved, LIFECO-UK, Model LH25AF | 269.2179 | 989.376
LIFECO-UK | SF-CABHRL005 | 042002200031 | Hose Reel, Manual Swinging Pipe, 1" x 30 M Long Rubber Hose Red Colour with 1" Plastic Nozzle and Ball Valve, BS EN 671 Approved, LIFECO-UK, Model LH25/SP | 281.6247 | 1034.9707
LIFECO-UK | SF-CABHRL006 | 042002200025 | Hose Reel, Automatic Swinging Pipe, 1" x 30 M Long Rubber Hose Red Colour with 1" Plastic Nozzle and Ball Valve, BS EN 671 Approved, LIFECO-UK, Model LH25/ASP | 314.1417 | 1154.4706
LIFECO-UK | SF-CABHRL009 | 042001010027 | Hose Reel, Manual Swinging Arm, 1" x 30 M Long Rubber Hose Red Colour with 1" Plastic Nozzle and Ball Valve, BS EN 671 Approved, LIFECO-UK, Model LH25/SA | 231.1058 | 849.3137
LIFECO-UK | SF-CABHRL010 | 042001010020 | Hose Reel, Automatic Swinging Arm, 1" x 30 M Long Rubber Hose Red Colour with 1" Plastic Nozzle and Ball Valve, BS EN 671 Approved, LIFECO-UK, Model LH25/ASA | 286.4901 | 1052.851
LIFECO-UK | SF-CABHRL011 | 042001010023 | Hose Reel, Manual Swinging Arm, ¾" x 30 M Long Rubber Hose Red Colour with ¾" Plastic Nozzle and Ball Valve, BS EN 671 Approved, LIFECO-UK, Model LH19/SA | 238.9715 | 878.2202
LIFECO-UK | SF-CABHRL012 | 042001010038 | Hose Reel, Automatic Swinging Arm, ¾" x 30 M Long Rubber Hose Red Colour with ¾" Plastic Nozzle and Ball Valve, BS EN 671 Approved, LIFECO-UK, Model LH19/ASA | 280.2462 | 1029.9046
LIFECO-UK | SF-CABHRL026 | 119044200001 | Hose Reel, Automatic Swinging Arm, 1" x 30 M Long Rubber Hose Red Colour with 1" Chrome Plated Brass Nozzle and Ball Valve, BS EN 671 Approved, LIFECO-UK, Model LH25/ASA | 303.9244 | 1116.922
LIFECO-UK | SF-CABHRL027 | 119003200001 | Hose Reel, Manual Swinging Arm, 1" x 30 M Long Rubber Hose Red Colour with 1" Chrome Nozzle and Ball Valve, (SS 304 Plate) BS EN 671 Approved, LIFECO-UK, Model LH25/SA | 292.1258 | 1073.5623
LIFECO-UK | SF-CABHRL028 |  | Hose Reel, Automatic Swinging Arm, 1" x 30 M Long Rubber Hose Red Colour with 1" Chrome Nozzle and Ball Valve, (SS 304 Plate) BS EN 671 Approved, LIFECO-UK, Model LH25/ASA | #VALUE! | #VALUE!
LIFECO-UK | SF-CABHRL025 |  | Hose Reel, Automatic Swinging Arm, ¾" x 45 M Long Rubber Hose Red Colour with ¾" Plastic Nozzle and Ball Valve, LIFECO-UK, Model LF45A SA-19 ( Standard Approved) | #VALUE! | #VALUE!
Breaching Inlet Cabinets
LIFECO-UK | SF-CABOTH001 | 041008200001 | Empty Cabinet for 2-Way Breeching Inlet Type, Recessed Type, Made of Full 1mm Galvanized Steel Red Painted, With Full Wired Mesh Glass Door, Size (575x460x300mm), LIFECO-UK,Model LDR096 RGD | 190.7994 | 701.1878
LIFECO-UK | SF-CABOTH002 | 041006020007 | Empty Cabinet for 2-Way Breeching Inlet Type, Recessed Type, Back Box 1mm Galvanized Steel Red Painted, Door & Frame 1mm Stainless Steel Hairline Finish 304, With Full Wired Mesh Glass Door, Size (575x460x300mm), LIFECO-UK,Model LDR096 RSGD | 312.1478 | 1147.1432
LIFECO-UK | SF-CABOTH003 | 041008200009 | Empty Cabinet for 2-Way Breeching Inlet Type, Recessed Type, Made of Full 1mm Stainless Steel Hairline Finish 304, With Full Wired Mesh Glass Door, Size (575x460x300mm), LIFECO-UK,Model LDR096 SSGD | 366.3348 | 1346.2805
LIFECO-UK | SF-CABOTH004 | 041006020006 | Empty Cabinet for 4-Way Breeching Inlet Type, Recessed Type, Made of Full 1mm Galvanized Steel Red Painted, With Full Wired Mesh Glass Door, Size (600x600x300mm), LIFECO-UK,Model LDR116 RGD | 198.4314 | 729.2353
LIFECO-UK | SF-CABOTH005 | 041008200010 | Empty Cabinet for 4-Way Breeching Inlet Type, Recessed Type, Back Box 1mm Galvanized Steel Red Painted, Door & Frame 1mm Stainless Steel Hairline Finish 304, With Full Wired Mesh Glass Door, Size (600x600x300mm), LIFECO-UK,Model LDR116 RSGD | 316.727 | 1163.9717
LIFECO-UK | SF-CABOTH006 | 041008200011 | Empty Cabinet for 4-Way Breeching Inlet Type, Recessed Type, Made of Full 1mm Stainless Steel Hairline Finish 304, With Full Wired Mesh Glass Door, Size (600x600x300mm), LIFECO-UK,Model LDR116 SSGD | 377.7828 | 1388.3518
Sprinkler Cabinets
LIFECO-UK | SF-CABOTH007 | 003015200002 | Empty Cabinet for 6 Nos Sprinkler, Surface Type, Made of Full 1mm Galvanized Steel Red Painted, Without Sprinkler, Size (350x225x85mm), LIFECO-UK , | 79.3725 | 291.6941
LIFECO-UK | SF-CABOTH008 | 003015040003 | Empty Cabinet for 12 Nos Sprinkler, Surface Type, Made of Full 1mm Galvanized Steel Red Painted, Without Sprinkler, Size (350x225x85mm), LIFECO-UK , | 79.3725 | 291.6941
LIFECO-UK | SF-CABOTH009 | 003015200004 | Empty Cabinet for 24 Nos Sprinkler, Surface Type, Made of Full 1mm Galvanized Steel Red Painted, Without Sprinkler, Size (350x450x85mm), LIFECO-UK , | 83.1885 | 305.7179
LIFECO-UK | SF-CABOTH010 | 003015040005 | Empty Cabinet for 36 Nos Sprinkler, Surface Type, Made of Full 1mm Galvanized Steel Red Painted, Without Sprinkler, Size (350x675x85mm), LIFECO-UK , | 90.8205 | 333.7654
Landing Valve Cabinets
LIFECO-UK | SF-CABOTH011 | 041001010022 | Empty Cabinet for Landing Valve, Surface Type, Made of Full 1mm Galvanized Steel Red Painted, Size (400x600x300mm), LIFECO-UK,Model LF20 RSD | 149.5867 | 549.7312
LIFECO-UK | SF-CABOTH012 | 041006200003 | Empty Cabinet for Landing Valve, Surface Type, Made of Full 1mm Galvanized Steel Red Painted, With Full Wired Glass Door, Size (400x600x300mm), LIFECO-UK,Model LF20 RGD | 190.7994 | 701.1878
LIFECO-UK | SF-CABOTH013 | 041006200004 | Empty Cabinet for Landing Valve, Recessed Type, Made of Full 1mm Galvanized Steel Red Painted, Size (400x600x300mm), LIFECO-UK,Model LF30 RSD | 149.5867 | 549.7312
LIFECO-UK | SF-CABOTH014 | 041006200005 | Empty Cabinet for Landing Valve, Recessed Type, Made of Full 1mm Galvanized Steel Red Painted, With Full Wired Glass Door, Size (400x600x300mm), LIFECO-UK,Model LF30 RGD | 190.7994 | 701.1878
LIFECO-UK Hose Rack
LIFECO-UK |  | 144003200007 | LIFECO-UK Hose Rack Set, Rack Semi-Automatic, with 1.5" x 30m long Synthetic Hose, Model LFD-HR-1515L (150PSI), UL Listed | 304.0865 | 1117.518
LIFECO-UK |  | 144003200008 | LIFECO-UK Hose Rack Set, Rack Semi-Automatic, with 1.5" x 30m long Synthetic Hose, Model LFD-HR-1515H (175PSI), UL Listed | 304.0865 | 1117.518
LIFECO-UK |  | 011001010053 | LIFECO-UK FIRE HOSES Nipple 2.5" NPT (Valve Side) x 1.5" NST Hose Side D/M thread brass for UL Hose Racks, STANDARD APPROVE | 40.425 | 148.5619
LIFECO-UK |  | 011001010054 | LIFECO-UK FIRE HOSES Nipple 1.5" NPT (Valve Side) x 1.5" NST Hose Side D/M thread brass for UL Hose Racks, STANDARD APPROVE | 17.5175 | 64.3768
LIFECO-UK Hose Reel LPCB Approved
LIFECO-UK |  |  | LIFECO-UK Hose Reel, Manual Swinging Arm, Red Hose, 1" Hose Size, 30 Meter Hose Length, 1" Nozzle Plastics Nozzle, Inlet Hose with 1" Connection of Ball Valve, & C-Bracket, EN694 Standard, LPCB Approved, Model LF-MA25 | 143 | 525.525
LIFECO-UK |  |  | LIFECO-UK Hose Reel, Manual Swinging Arm, Red Hose, 3/4" Hose Size, 30 Meter Hose Length, 3/4" Nozzle Plastics Nozzle, Inlet Hose with 1" Connection of Ball Valve, & C-Bracket, EN694 Standard, LPCB Approved, Model LF-MA19 | 150 | 551.25
LIFECO-UK |  |  | LIFECO-UK Hose Reel, Automatic Swinging Arm, Red Hose, 1" Hose Size, 30 Meter Hose Length, 1" Nozzle Plastics Nozzle, Inlet Hose with 1" Connection of Ball Valve, & C-Bracket, EN694 Standard, LPCB Approved, Model LF-AA25 | 178 | 654.15
LIFECO-UK |  |  | LIFECO-UK Hose Reel, Automatic Swinging Arm, Red Hose, 3/4" Hose Size, 30 Meter Hose Length, 3/4" Nozzle Plastics Nozzle, Inlet Hose with 1" Connection of Ball Valve, & C-Bracket, EN694 Standard, LPCB Approved, Model LF-AA19 | 180 | 661.5
LIFECO-UK |  |  | LIFECO-UK Hose Reel, Manual Swinging Pipe, Red Hose, 1" Hose Size, 30 Meter Hose Length, 1" Nozzle Plastics Nozzle, Inlet Ball Valve, EN694 Standard, LPCB Approved, Model LF-MP25 | 180 | 661.5
LIFECO-UK |  |  | LIFECO-UK Hose Reel, Manual Swinging Pipe, Red Hose, 3/4" Hose Size, 30 Meter Hose Length, 3/4" Nozzle Plastics Nozzle, Inlet Ball Valve, EN694 Standard, LPCB Approved, Model LF-MP19 | 180 | 661.5
LIFECO-UK |  |  | LIFECO-UK Hose Reel, Automatic Swinging Pipe, Red Hose, 1" Hose Size, 30 Meter Hose Length, 1" Nozzle Plastics Nozzle, Inlet Ball Valve, EN694 Standard, LPCB Approved, Model LF-AP25 | 190 | 698.25
LIFECO-UK |  |  | LIFECO-UK Hose Reel, Manual Fixed Arm, Red Hose, 1" Hose Size, 30 Meter Hose Length, 1" Nozzle Plastics Nozzle, 1" Inlet Ball Valve, EN694 Standard, LPCB Approved, Model LF-MF25 | 165 | 606.375
LIFECO-UK |  |  | LIFECO-UK Hose Reel, Automatic Fixed Arm, Red Hose, 1" Hose Size, 30 Meter Hose Length, 1" Nozzle Plastics Nozzle, 1" Inlet Ball Valve, EN694 Standard, LPCB Approved, Model LF-AF25 | 200 | 735
LIFECO-UK |  |  | C-Bracket for hose reel for wall mounting | 3.96 | 14.553
LIFECO-UK |  |  | 1" Brass Chromed Nozzle (additional price on plastic) | 15.85 | 58.2487
LIFECO-UK |  |  | Ball valve & D connector | 11.89 | 43.6957
LIFECO-UK |  |  | Angle Valve 1.5" inlet - 1"outlet (additional price on 1" ball valve) | 21.13 | 77.6527

## LF. Empty Cabinets
LIFECO-UK EMPTY STANDARD CABINETS
Item of | LIFECO-UK Item Code | Supplier Item Code | Description | LIFECO-UK GP (USD) | LIFECO-UK GP (AED)
Empty Cabinets
LIFECO-UK | SF-CABEMPT039 | 033013010048 | Empty Hose Reel Cabinet, Surface Type, Made of Full 1mm Galvanized Steel Red Painted, Size (800x800x230mm), LIFECO-UK Model LF300 RSD Modified | 219.8009 | 807.7683
LIFECO-UK | SF-CABEMPT001 | 113012200064 | Empty Hose Reel Cabinet, Surface Type, Made of Full 1mm Galvanized Steel Red Painted, Size (800x800x250mm), LIFECO-UK Model LF300 RSD Modified | 220.5641 | 810.5731
LIFECO-UK | SF-CABEMPT040 | 033019200001 | Empty Hose Reel Cabinet, Surface Type, Made of Full 1mm Stainless Steel Hairline Finish 304, Size (800x800x230mm), LIFECO-UK Model LF300 SSSD Modified | 458.6817 | 1685.6554
LIFECO-UK | SF-CABEMPT002 | 113012200009 | Empty Hose Reel Cabinet, Surface Type, Made of Full 1mm Stainless Steel Hairline Finish 304, Size (800x800x250mm), LIFECO-UK Model LF300 SSSD Modified | 458.6817 | 1685.6554
LIFECO-UK | SF-CABEMPT003 | 113001200074 | Empty Hose Reel Cabinet, Recessed Type, Made of Full 1mm Galvanized Steel Red Painted, Size (800x800x250mm), LIFECO-UK Model LF300 RSD Modified | 220.5641 | 810.5731
LIFECO-UK | SF-CABEMPT004 | 113001200015 | Empty Hose Reel Cabinet, Recessed Type, Back Box 1mm Galvanized Steel Red Painted, Door & Frame 1mm Stainless Steel Hairline Finish 304, Size (800x800x250mm), LIFECO-UK Model LF300 RSSD Modified | 385.4148 | 1416.3993
LIFECO-UK | SF-CABEMPT005 | 115007200003 | Empty Hose Cabinet, Surface Type, Made of Full 1mm Galvanized Steel Red Painted, Size (700x700x230mm), LIFECO-UK Model LF4000 RSD Modified | 214.4585 | 788.1351
LIFECO-UK | SF-CABEMPT006 | 231007201673 | Empty Hose Cabinet, Surface Type, Made of Full 1mm Stainless Steel Hairline Finish 304, Size (700x700x230mm), LIFECO-UK Model LF4000 SSSD Modified | 458.6817 | 1685.6554
LIFECO-UK | SF-CABEMPT007 | 231007201674 | Empty Hose Cabinet, Recessed Type, Made of Full 1mm Galvanized Steel Red Painted, Size (700x700x230mm), LIFECO-UK Model LF4000 RSD Modified | 214.4585 | 788.1351
LIFECO-UK | SF-CABEMPT008 | 231007201675 | Empty Hose Cabinet, Recessed Type, Back Box 1mm Galvanized Steel Red Painted, Door & Frame 1mm Stainless Steel Hairline Finish 304, Size (700x700x230mm), LIFECO-UK Model LF4000 RSSD Modified | 373.9668 | 1374.3281
LIFECO-UK | SF-CABEMPT009 | 034004900003 | Empty Hose Cabinet, Surface Type, Made of Full 1mm Galvanized Steel Red Painted, Size (750x750x230mm), LIFECO-UK Model LF5000 RSD Modified | 217.8929 | 800.7564
LIFECO-UK | SF-CABEMPT010 | 231007201676 | Empty Hose Cabinet, Surface Type, Made of Full 1mm Stainless Steel Hairline Finish 304, Size (750x750x230mm), LIFECO-UK Model LF5000 SSSD Modified | 458.6817 | 1685.6554
LIFECO-UK | SF-CABEMPT011 | 036025020001 | Empty Hose Cabinet, Recessed Type, Made of Full 1mm Galvanized Steel Red Painted, Size (750x750x230mm), LIFECO-UK Model LF5000 RSD Modified | 217.8929 | 800.7564
LIFECO-UK | SF-CABEMPT012 | 126064200220 | Empty Hose Cabinet, Recessed Type, Back Box 1mm Galvanized Steel Red Painted, Door & Frame 1mm Stainless Steel Hairline Finish 304, Size (750x750x230mm), LIFECO-UK Model LF5000 RSSD Modified | 373.9668 | 1374.3281
LIFECO-UK | SF-CABEMPT013 | 117001200001 | Empty Hose Rack Cabinet, Surface Type, Made of Full 1mm Galvanized Steel Red Painted, Size (700x850x230mm), LIFECO-UK Model LFR200EV RSD Modified | 206.0633 | 757.2828
LIFECO-UK | SF-CABEMPT014 | 126064200221 | Empty Hose Rack Cabinet, Surface Type, Made of Full 1mm Stainless Steel Hairline Finish 304, Size (700x850x230mm), LIFECO-UK Model LFR200EV SSSD Modified | 458.6817 | 1685.6554
LIFECO-UK | SF-CABEMPT015 | 037015900001 | Empty Hose Rack Cabinet, Recessed Type, Made of Full 1mm Galvanized Steel Red Painted, Size (700x850x230mm), LIFECO-UK Model LFR200EV RSD Modified | 206.0633 | 757.2828
LIFECO-UK | SF-CABEMPT016 | 126064200222 | Empty Hose Rack Cabinet, Recessed Type, Back Box 1mm Galvanized Steel Red Painted, Door & Frame 1mm Stainless Steel Hairline Finish 304, Size (700x850x230mm), LIFECO-UK Model LFR200EV RSSD Modified | 366.3348 | 1346.2805
LIFECO-UK | SF-CABEMPT017 | 113004200007 | Empty Hose Reel Cabinet, Horizontal Double Compartments, Surface Type, Made of Full 1mm Galvanized Steel Red Painted, Size (1050x800x250mm), LIFECO-UK Model LF600 RSD Modified | 282.3831 | 1037.7579
LIFECO-UK | SF-CABEMPT018 | 113004200010 | Empty Hose Reel Cabinet, Horizontal Double Compartments, Surface Type, Made of Full 1mm Stainless Steel Hairline Finish 304, Size (1050x800x250mm), LIFECO-UK Model LF600 SSSD Modified | 635.7436 | 2336.3577
LIFECO-UK | SF-CABEMPT019 | 113002200011 | Empty Hose Reel Cabinet, Horizontal Double Compartments, Recessed Type, Made of Full 1mm Galvanized Steel Red Painted, Size (1050x800x250mm), LIFECO-UK Model LF600 RSD Modified | 282.3831 | 1037.7579
LIFECO-UK | SF-CABEMPT020 | 113002200014 | Empty Hose Reel Cabinet, Horizontal Double Compartments, Recessed Type, Back Box 1mm Galvanized Steel Red Painted, Door & Frame 1mm Stainless Steel Hairline Finish 304, Size (1050x800x250mm), LIFECO-UK Model LF600 RSSD Modified | 496.0784 | 1823.0882
LIFECO-UK | SF-CABEMPT021 | 126064200223 | Empty Hose Cabinet, Horizontal Double Compartments, Surface Type, Made of Full 1mm Galvanized Steel Red Painted, Size (950x700x230mm), LIFECO-UK Model LF4200 RSD Modified | 267.1192 | 981.6629
LIFECO-UK | SF-CABEMPT022 | 231007201677 | Empty Hose Cabinet, Horizontal Double Compartments, Surface Type, Made of Full 1mm Stainless Steel Hairline Finish 304, Size (950x700x230mm), LIFECO-UK Model LF4200 SSSD Modified | 635.7436 | 2336.3577
LIFECO-UK | SF-CABEMPT023 | 231007201678 | Empty Hose Cabinet, Horizontal Double Compartments, Recessed Type, Made of Full 1mm Galvanized Steel Red Painted, Size (950x700x230mm), LIFECO-UK Model LF4200 RSD Modified | 267.1192 | 981.6629
LIFECO-UK | SF-CABEMPT024 | 126064200224 | Empty Hose Cabinet, Horizontal Double Compartments, Recessed Type, Back Box 1mm Galvanized Steel Red Painted, Door & Frame 1mm Stainless Steel Hairline Finish 304, Size (950x700x230mm), LIFECO-UK Model LF4200 RSSD Modified | 480.8145 | 1766.9932
LIFECO-UK | SF-CABEMPT025 | 231007201679 | Empty Hose Cabinet, Horizontal Double Compartments, Surface Type, Made of Full 1mm Galvanized Steel Red Painted, Size (990x750x230mm), LIFECO-UK Model LF5200 RSD Modified | 270.9351 | 995.6867
LIFECO-UK | SF-CABEMPT026 | 231007201680 | Empty Hose Cabinet, Horizontal Double Compartments, Surface Type, Made of Full 1mm Stainless Steel Hairline Finish 304, Size (990x750x230mm), LIFECO-UK Model LF5200 SSSD Modified | 635.7436 | 2336.3577
LIFECO-UK | SF-CABEMPT027 | 231007201681 | Empty Hose Cabinet, Horizontal Double Compartments, Recessed Type, Made of Full 1mm Galvanized Steel Red Painted, Size (990x750x230mm), LIFECO-UK Model LF5200 RSD Modified | 270.9351 | 995.6867
LIFECO-UK | SF-CABEMPT028 | 231007201682 | Empty Hose Cabinet, Horizontal Double Compartments, Recessed Type, Back Box 1mm Galvanized Steel Red Painted, Door & Frame 1mm Stainless Steel Hairline Finish 304, Size (990x750x230mm), LIFECO-UK Model LF5200 RSSD Modified | 493.7888 | 1814.674
LIFECO-UK | SF-CABEMPT029 | 113007200131 | Empty Hose Reel Cabinet, Vertical Double Compartments, Surface Type, Made of Full 1mm Galvanized Steel Red Painted, Size (800x1600x250mm), LIFECO-UK Model LF900 RSD Modified | 339.6229 | 1248.1143
LIFECO-UK | SF-CABEMPT030 | 034004200005 | Empty Hose Reel Cabinet, Vertical Double Compartments, Surface Type, Made of Full 1mm Stainless Steel Hairline Finish 304, Size (800x1600x250mm), LIFECO-UK Model LF900 SSSD Modified | 774.7982 | 2847.3833
LIFECO-UK | SF-CABEMPT031 | 113009200003 | Empty Hose Reel Cabinet, Vertical Double Compartments, Recessed Type, Made of Full 1mm Galvanized Steel Red Painted, Size (800x1600x250mm), LIFECO-UK Model LF900 RSD Modified | 339.6229 | 1248.1143
LIFECO-UK | SF-CABEMPT032 | 034004900010 | Empty Hose Reel Cabinet, Vertical Double Compartments, Recessed Type, Back Box 1mm Galvanized Steel Red Painted, Door & Frame 1mm Stainless Steel Hairline Finish 304, Size (800x1600x250mm), LIFECO-UK Model LF900 RSSD Modified | 499.8944 | 1837.112
LIFECO-UK | SF-CABEMPT033 | 113008200019 | Empty Hose Reel Cabinet, Vertical Double Compartments, Surface Type, Made of Full 1mm Galvanized Steel Red Painted, Size (800x1600x300mm), LIFECO-UK Model LF900A RSD Modified | 343.4389 | 1262.138
LIFECO-UK | SF-CABEMPT034 | 033034200002 | Empty Hose Reel Cabinet, Vertical Double Compartments, Recessed Type, Made of Full 1mm Galvanized Steel Red Painted, Size (800x1600x300mm), LIFECO-UK Model LF900 RSD Modified | 343.4389 | 1262.138
LIFECO-UK | SF-CABEMPT035 | 033034200001 | Empty Hose Reel Cabinet, Vertical Double Compartments, Surface Type, Made of Full 1mm Stainless Steel Hairline Finish 304, Size (800x1600x300mm), LIFECO-UK Model LF900A SSSD Modified | 778.4615 | 2860.8462
LIFECO-UK | SF-CABEMPT036 | 034004200013 | Empty Hose Reel Cabinet, Vertical Double Compartments, Recessed Type, Back Box 1mm Galvanized Steel Red Painted, Doors & Frame 1mm Stainless Steel Hairline Finish 304, Size (800x1600x300mm), LIFECO-UK Model LF900A RSSD Modified | 503.7104 | 1851.1357
LIFECO-UK | SF-CABEMPT037 | 113009200013 | Only Doors & Frame, Without Back Box, Vertical Double Doors, Recessed Type, Made of Full 1mm Stainless Steel (Hairline Finish 304), Size (800x1600mm), LIFECO-UK,Model LF900 SSSD Modified | 400.6787 | 1472.4943
LIFECO-UK | SF-CABEMPT038 | 010004010009 | Hose Cradle, LIFECO-UK, Model SWR 81 | 128.1218 | 470.8476
LIFECO-UK |  |  | Swing Arm Drum &Plate for Synthetic Hose Reel |  | 0
OPTIONS (TO BE ADDED IN GP)
|  |  | OPTIONS |  | LF 900 | LF600 | LF300 and Synthetic Hose Rack/Reel Cabinets
Normal Clear Glass
Wired Clear Glass
Stainless steel Hairline 304 to Mirror Finish 304
Full MS cabinet 1.2 mm Galvanized steel (Empty Cabinet) price addition in Standard Cabinet Price
Full MS cabinet 1.5 mm Galvanized steel (Empty Cabinet) price addition in Standard Cabinet Price
Full MS cabinet 2 mm Galvanized steel (Empty Cabinet) price addition in Standard Cabinet Price
1 mm SS 304 Hairline/Brushfinish to 1mm SS 316 Hairline/ Brush finish
1 mm SS 304 Hairline/Brushfinish to 1.2mm SS 304 Hairline/ Brush finish
1 mm SS 304 Hairline/Brushfinish to 1.2mm SS 304 Mirror finish
1 mm SS 304 Hairline/Brushfinish to 1.5mm SS 304 Hairline/ Brush finish
1 mm SS 304 Hairline/Brushfinish to 1.5mm SS 316 Hairline/ Brush finish

## LF. UL FM Hydrants
Approved Fire Hydrants
Item of | LIFECO-UK Item Code | Supplier Item Code | Description | LIFECO-UK GP (USD) | LIFECO-UK GP (AED)
LIFECO-UK UL/FM DRY HYDRANTS - FLANGED
LIFECO-UK |  | 016001200020 | Dry Barrel Hydrant Flanged Type, 6" Dia and 4'-0" (below 1220mm) Buried Length, Made of Ductile Iron, with One Pumper Connection 4.5"-4NH Thread and Two Hose Outlet Connections 2.5"-7.5NH Thread, 250 psi Rated Pressue, AWWA C502, UL/FM, LIFECO-UK, Model LF-FM1510A | 1780.4 | 6542.97
LIFECO-UK |  | 016001200020 | Dry Barrel Hydrant Flanged Type, 6" Dia and 4'-0" (below 1220mm) Buried Length, Made of Ductile Iron, with One Pumper Connection 4"-4NH Thread and Two Hose Outlet Connections 2.5"-7.5NH Thread, 250 psi Rated Pressue, AWWA C502, UL/FM, LIFECO-UK, Model LF-FM1510B | 1780.4 | 6542.97
LIFECO-UK UL/FM WET HYDRANTS
LIFECO-UK |  | 108004200003 | Hydrant, Wet Barrel Type, 6" Dia Made of Ductile Iron, with One Pumper Connection 4.5" Thread and Two Hose Outlet Connections 2.5" Thread, AWWA C503, without 4” Monitor Flange, UL\FM Approved, LIFECO-UK, Model LF-WBHX-115 | 1495 | 5494.125
LIFECO-UK |  | 108004200004 | Hydrant, Wet Barrel Type, 6" Dia Made of Ductile Iron, with One Pumper Connection 4.5" Thread and Two Hose Outlet Connections 2.5" Thread, AWWA C503, with 4” Monitor Flange Only, UL\FM Approved, LIFECO-UK, Model LF-WBHM-115 | 1520 | 5586
LIFECO-UK |  |  | Hydrant, Wet Barrel Type, 6" Dia Made of Ductile Iron, with One Pumper Connection 4" Thread and Two Hose Outlet Connections 2.5" Thread, AWWA C503, without 4” Monitor Flange, UL\FM Approved, LIFECO-UK, Model LF-WBHX-100 | 1497.483 | 5503.25
LIFECO-UK |  |  | Hydrant, Wet Barrel Type, 6" Dia Made of Ductile Iron, with One Pumper Connection 4" Thread and Two Hose Outlet Connections 2.5" Thread, AWWA C503, with 4” Monitor Flange Only, UL\FM Approved, LIFECO-UK, Model LF-WBHM-100 | 1519.0857 | 5582.64
SFFECO LPCB Approved Dry Hydrant (4" High Barrel Depth) Without Valve
SFFECO | SF-HYDDRY074 | 016001200096 | Hydrant, Dry Pillar Type, 100mm Dia High Barrel Depth and angle inlet Made of Ductile Iron, (800 mm Bury Length), with One Pumper Connection 4" BSP Threaded and Outlet with two nos. of 2.5" BSP Aluminium couplings, Rated Pressure 16 Bar, BS EN14384, LPCB Approved, SFFECO,Model SFH100-LPHD | 1510.7548 | 5552.0239
SFFECO | SF-HYDDRY075 | 016001200097 | Hydrant, Dry Pillar Type, 100mm Dia High Barrel Depth and angle inlet Made of Ductile Iron, (1200 mm Bury Length), with One Pumper Connection 4" BSP Threaded and Outlet with two nos. of 2.5" BSP Aluminium couplings, Rated Pressure 16 Bar, BS EN14384, LPCB Approved, SFFECO,Model SFH100-LPHD | 1661.8303 | 6107.2263
SFFECO LPCB Approved Dry Hydrant (6" High Barrel Depth) Without Valve
SFFECO | SF-HYDDRY078 | 016001200098 | Hydrant, Dry Pillar Type, 150mm Dia High Barrel Depth and angle inlet Made of Ductile Iron, (800 mm Bury Length), with One Pumper Connection 4" BSP Threaded and Outlet with two nos. of 2.5" BSP Aluminium couplings, Rated Pressure 16 Bar, BS EN14384, LPCB Approved, SFFECO,Model SFH150-LPHD | 1858.2284 | 6828.9894
SFFECO | SF-HYDDRY079 | 016001200099 | Hydrant, Dry Pillar Type, 150mm Dia High Barrel Depth and angle inlet Made of Ductile Iron, (1200 mm Bury Length), with One Pumper Connection 4" BSP Threaded and Outlet with two nos. of 2.5" BSP Aluminium couplings, Rated Pressure 16 Bar, BS EN14384, LPCB Approved, SFFECO,Model SFH150-LPHD | 2039.519 | 7495.2323
SFFECO LPCB Approved Dry Hydrant Anti-Theft SS316L Stem
SFFECO | SF-HYDDRY082 |  | Hydrant, Dry Pillar (Anti-Theft) Type, 100 mm Dia High Barrel Depth, Angled Inlet , Made of Ductile Iron, (1200 mm Bury Length), with One Pumper Connection 4" BSP Threaded and Outlet with two nos. of 2.5" built in BS336 outlet, Rated Pressure 16 Bar, BS EN14384, LPCB Approved,,Model SFH100-LPHDAT (SS316L Stem) | On Request | On Request
SFFECO | SF-HYDDRY083 |  | Hydrant, Dry Pillar (Anti-Theft) Type, 150 mm Dia High Barrel Depth, Angled Inlet, Made of Ductile Iron, (1200 mm Bury Length), with One Pumper Connection 4" BSP Threaded and Outlet with two nos. of 2.5" built in BS336 outlet, Rated Pressure 16 Bar, BS EN14384, LPCB Approved,,Model SFH150-LPHDAT (SS316L Stem) | On Request | On Request
SFFECO | SF-HYDDRY084 |  | Hydrant, Dry Pillar (Anti-Theft) Type, 100 mm Dia High Barrel Depth, Angled Inlet , Made of Ductile Iron, (1200 mm Bury Length), with One Pumper Connection 4" BSP Threaded and Outlet with two nos. of 2.5" built in BS336 outlet, Rated Pressure 16 Bar, BS EN14384, LPCB Approved,,Model SFH100-LPHDAT (Carbon Steel Stem) | On Request | On Request
SFFECO | SF-HYDDRY085 |  | Hydrant, Dry Pillar (Anti-Theft) Type, 150 mm Dia High Barrel Depth, Angled Inlet, Made of Ductile Iron, (1200 mm Bury Length), with One Pumper Connection 4" BSP Threaded and Outlet with two nos. of 2.5" built in BS336 outlet, Rated Pressure 16 Bar, BS EN14384, LPCB Approved,,Model SFH150-LPHDAT (Carbon Steel Stem) | On Request | On Request
+

## LF. Non UL Hydrants
LIFECO-UK NON LISTED HYDRANTS
Item of | LIFECO-UK Item Code | Supplier Item Code | Description | LIFECO-UK GP (USD) | LIFECO-UK GP (AED)
Standard Hydrant Cabinets
LIFECO-UK | SF-HYDCAB003 | 038001200004 | Empty Hydrant Cabinet, Self-Standing Type, Made of Full 1mm Galvanized Steel Red Painted, Size (800x1000x250x600Leg), LIFECO-UK,Model LHC750 RSD Modified | 320.543 | 1177.9955
LIFECO-UK | SF-HYDCAB008 | 038001200006 | Empty Hydrant Cabinet, Self-Standing Type, Made of Full 1mm Galvanized Steel Red Painted, Size (800x1500x250x100Leg), LIFECO-UK,Model LHC800 RSD Modified | 370.1508 | 1360.3043
LIFECO-UK | SF-HYDCAB004 | 018009010001 | Axe with wood/plastic handle size small ,for hydrant cabinet, LIFECO-UK | 7.012 | 25.7691
LIFECO-UK | SF-HYDCAB005 | 018009010007 | Crow Bar | 18.2504 | 67.0701
LIFECO-UK | SF-HYDCAB006 | 016003030002 | Hose Wrench | 10.2945 | 37.8321
LIFECO-UK | SF-HYDCAB007 | 016003040021 | Hydrant Key, Chrome Plated Handle | 28.3809 | 104.2997
Non Listed Dry Hydrants
LIFECO-UK | SF-HYDDRY001 | 042002200020 | LIFECO-UK Hydrant, Dry Barrel Type, 4" Dia and 800mm Buried Length with 1pc 4" Pumper Connection & 2 pcs of 2.5" Dia Threaded NST Hose Outlet (Without Landing Valves), Model 100LFH800 | 1368.5 | 5029.2375
LIFECO-UK | SF-HYDDRY002 | 110004200001 | LIFECO-UK Hydrant, Dry Barrel Type, 4" Dia and 1200mm Buried Length with 1pc 4" Pumper Connection & 2 pcs of 2.5" Dia Threaded NST Hose Outlet (Without Landing Valves), Model 100LFH1200 | 1403 | 5156.025
LIFECO-UK | SF-HYDDRY003 | 044001200001 | LIFECO-UK Hydrant, Dry Barrel Type, 6" Dia and 800mm Buried Length with 1pc 4" Pumper Connection & 2 pcs of 2.5" Dia Threaded NST Hose Outlet (Without Landing Valves), Model 150LFH800 | 1575.5 | 5789.9625
LIFECO-UK | SF-HYDDRY004 | 044001200002 | LIFECO-UK Hydrant, Dry Barrel Type, 6" Dia and 1200mm Buried Length with 1pc 4" Pumper Connection & 2 pcs of 2.5" Dia Threaded NST Hose Outlet (Without Landing Valves), Model 150LFH1200 | 1702 | 6254.85
Non Listed Wet Hydrant
LIFECO-UK |  |  | Hydrant, 2-Way Wet Barrel Type 4" Dia with 2 pcs of 2.5" Oblique Landing Valve, LIFECO-UK, Model LF-WH-100 | 378 | 1389.15
LIFECO-UK |  |  | Hydrant, 2-Way Wet Barrel Type 6" Dia with 2 pcs of 2.5" Oblique Landing Valve, LIFECO-UK, Model LF-WH-150 | 667 | 2451.225
SFFECO | SF-HYDWET008 | 108005200006 | Hydrant, 2-Way Wet Barrel Type 4" Dia with 2 pcs of 2.5" Kitemarked Oblique Landing Valve, Model LF-50W/100 | 713.2109 | 2621.05
SFFECO | SF-HYDWET009 | 016001200025 | Hydrant, 2-Way Wet Barrel Type 6" Dia with 2 pcs of 2.5" Kitemarked Oblique Landing Valve, Model LF-50W/150 | 857.0709 | 3149.7355
Non Listed Underground Hydrant
LIFECO-UK | SF-HYDUG001 | 016001200006 | Hydrant, Underground Type, 3" Flanged inlet connection without standpipe, Model LF-UFH | Upon Request | Upon Request
LIFECO-UK | SF-HYDUG002 | 109001200008 | Single Head Standpipe with 2.5" BS336 Aluminium Morris Coupling, | Upon Request | Upon Request
LIFECO-UK | SF-HYDUG003 | 042002200038 | Double Head Standpipe with 2 x 2.5" BS336 Aluminium Morris Coupling, | Upon Request | Upon Request
LIFECO-UK | SF-HYDUG004 | 016001200024 | Underground Hydrant Key Socket, Aluminium, | Upon Request | Upon Request

## FIRE BLANKET
FIRE BLANKETS
Item of | Item Code | Item Code | Description | LIFECO-UK GP (USD) | LIFECO-UK GP (AED)
LIFECO-UK Fire Blanket (Non Approved)
LIFECO-UK |  |  | Fire Blanket, White Colour, with Black Strip, Hard Flat PVC Case in Red Colour, Size 1.1mx1.1m, Model LFB | 19.4615 | 71.5212
LIFECO-UK |  |  | Fire Blanket, White Colour, with Black Strip, Hard Flat PVC Case in Red Colour, Size 1.2mx1.2m, Model LFB | 22.7051 | 83.4413
LIFECO-UK |  |  | Fire Blanket, White Colour, with Black Strip, Hard Flat PVC Case in Red Colour, Size 1.2mx1.8m, Model LFB | 30.0032 | 110.2618
SFFECO Fire Blanket Kite Marked
SFFECO | SF-FFBKT004 | 202001200003 | Fire Blanket, White Colour, with Black Strip, Hard Flat PVC Case in Red Colour, BS EN 1869 Approved, Size 1.1mx1.1m, Model SFD-FB-1111 | 19.4615 | 71.5212
SFFECO | SF-FFBKT005 | 202001200002 | Fire Blanket, White Colour, with Black Strip, Hard Flat PVC Case in Red Colour, BS EN 1869 Approved, Size 1.2mx1.2m, Model SFD-FB-1212 | 22.7051 | 83.4413
SFFECO | SF-FFBKT006 | 202001200001 | Fire Blanket, White Colour, with Black Strip, Hard Flat PVC Case in Red Colour, BS EN 1869 Approved, Size 1.2mx1.8m, Model SFD-FB-1218 | 30.0032 | 110.2618

## LF. KM Extinguisher
LIFECO-UK EN APPROVED FIRE EXTINGUISHERS
Item of | Item Code | Item Code | Description | LIFECO-UK GP (USD) | LIFECO-UK GP (AED)
Ext. Portable KM Dry Powder Type
LIFECO-UK |  |  | Extinguisher, Portable 1 kg ABC Powder, 8A&34B, BSI KM Approved, LIFECO-UK, Model LF-PDP-1 | 18.3149 | 67.3071
LIFECO-UK |  |  | Extinguisher, Portable 2 kg ABC Powder, 13A&70B, BSI KM Approved, LIFECO-UK, Model LF-PDP-2 | 23.0754 | 84.8021
LIFECO-UK |  |  |  | 26.6512 | 97.943
LIFECO-UK |  |  | Extinguisher, Portable 4 kg ABC Powder, 21A&113B, BSI KM Approved, LIFECO-UK, Model LF-PDP-4 | 28.0271 | 102.9997
LIFECO-UK |  |  | Extinguisher, Portable 6 kg ABC Powder, 34A&183B, BSI KM Approved, LIFECO-UK, Model LF-PDP-6 | 38.4749 | 141.3953
LIFECO-UK |  |  |  | PRICE UPON REQUEST | On Request
LIFECO-UK |  |  | Extinguisher, Portable 9 kg ABC Powder, 43A&233B, BSI KM Approved, LIFECO-UK, Model LF-PDP-9 | 47.6048 | 174.9477
LIFECO-UK |  |  | Extinguisher, Portable 12 kg ABC Powder, 55A&233B, BSI KM Approved, LIFECO-UK, Model LF-PDP-12 | 58.4811 | 214.9179
LIFECO-UK |  |  |  | PRICE UPON REQUEST | On Request
LIFECO-UK |  |  |  | PRICE UPON REQUEST | On Request
Ext. Portable KM Foam Type
LIFECO-UK |  |  | Extinguisher, Portable 2 Ltr 3% AFFF Foam, 5A&34B, BSI KM Approved, LIFECO-UK, Model LF-PF-2 | PRICE UPON REQUEST | on request
LIFECO-UK |  |  | Extinguisher, Portable 6 Ltr 3% AFFF Foam, 13A, BSI KM Approved, LIFECO-UK, Model LF-PF-6 | 42.676 | 156.8342
LIFECO-UK |  |  | Extinguisher, Portable 9 Ltr 3% AFFF Foam, 21A, BSI KM Approved, LIFECO-UK, Model LF-PF-9 | 52.3135 | 192.2521
LIFECO-UK |  |  |  | PRICE UPON REQUEST | on request
LIFECO-UK |  |  |  | PRICE UPON REQUEST | on request
Ext. Portable KM Wet Chemical Type
LIFECO-UK |  |  |  | On Request | On Request
LIFECO-UK |  |  |  | On Request | On Request
Ext. Portable KM Water Type
LIFECO-UK |  |  | Extinguisher, Portable 2 Ltr Water + Additive, 13A, 34B, & 25F BSI KM Approved, LIFECO-UK, Model LF-PW-2 | 33.8704 | 124.4736
LIFECO-UK |  |  | Extinguisher, Portable 6 Ltr Water + Additive, 34A, 113B, & 75F BSI KM Approved, LIFECO-UK, Model LF-PW-6 | 46.6925 | 171.5948
LIFECO-UK |  |  | Extinguisher, Portable 9 Ltr Water + Additive, 55A, 183B, & 75F BSI KM Approved, LIFECO-UK, Model LF-PW-9 | PRICE UPON REQUEST | On Request
LIFECO-UK |  |  |  | PRICE UPON REQUEST | On Request
LIFECO-UK |  |  |  | PRICE UPON REQUEST | On Request
Ext. Portable KM CO2 Type
LIFECO-UK |  |  | Extinguisher, Portable 2 kg CO2, 34B, BSI KM Approved, LIFECO-UK, Model LF-CO-2 | 48.1902 | 177.099
LIFECO-UK |  |  | Extinguisher, Portable 5 kg CO2, 89B, BSI KM Approved, LIFECO-UK, Model LF-CO-5 | 100.1 | 367.8675
Ext. Portable KM Aqua Spray Type
LIFECO-UK |  |  |  | On Request | On Request
LIFECO-UK |  |  |  | On Request | On Request

## LF. Trolly & Aut. Ext
LIFECO-UK AUTOMATIC AND TROLLY FIRE EXTINGUISHERS
Item of | Item Code | Item Code | Description | LIFECO-UK GP (USD) | LIFECO-UK GP (AED)
Ext. Automatic Dry Powder Type
LIFECO-UK | SF-EXTSTAPD001 | 031005200003 | Extinguisher, Automatic, 10 Lbs Dry Powder, LIFECO-UK, Model PD4.5MATIC | 70.2142 | 258.0371
LIFECO-UK | SF-EXTSTAPD002 | 031005200002 | Extinguisher, Automatic, 6 kg Dry Powder, LIFECO-UK, Model PD6MATIC | 72.5038 | 266.4514
LIFECO-UK | SF-EXTSTAPD003 | 031005200001 | Extinguisher, Automatic, 10 kg Dry Powder, LIFECO-UK, Model PD10MATIC | 133.5596 | 490.8314
LIFECO-UK | SF-EXTSTAPD004 | 031005200007 | Extinguisher, Automatic, 12 kg Dry Powder, LIFECO-UK, Model PD12MATIC | 143.4811 | 527.2932
LIFECO-UK | SF-EXTSTAPD005 | 148001200004 | Extinguisher, Automatic, 15 kg Dry Powder, LIFECO-UK, Model PD15MATIC | PRICE UPON REQUEST | PRICE UPON REQUEST
LIFECO-UK | SF-EXTSTAPD006 | 148001200002 | Extinguisher, Automatic, 20 kg Dry Powder, LIFECO-UK, Model PD20MATIC | PRICE UPON REQUEST | PRICE UPON REQUEST
LIFECO-UK | SF-EXTSTAPD007 | 148001200003 | Extinguisher, Automatic, 25 kg Dry Powder, LIFECO-UK, Model PD25MATIC | PRICE UPON REQUEST | PRICE UPON REQUEST
LIFECO-UK | SF-EXTSTAPD008 | 031005200011 | Extinguisher, Automatic, 30 kg Dry Powder, LIFECO-UK, Model PD30MATIC | PRICE UPON REQUEST | PRICE UPON REQUEST
Ext. Automatic Foam Type
LIFECO-UK | SF-EXTSTAFM001 | 031006200002 | Extinguisher, Automatic, 4.5 Ltr Foam, LIFECO-UK, Model FX4.5MATIC | 77.8462 | 286.0846
LIFECO-UK | SF-EXTSTAFM002 | 031006200001 | Extinguisher, Automatic, 6 Ltr Foam, LIFECO-UK, Model FX6MATIC | 80.1357 | 294.4989
LIFECO-UK | SF-EXTSTAFM003 | 148002200003 | Extinguisher, Automatic, 10 Ltr Foam, LIFECO-UK, Model FX10MATIC | 135.8492 | 499.2457
LIFECO-UK | SF-EXTSTAFM004 | 126064200232 | Extinguisher, Automatic, 12 Ltr Foam, LIFECO-UK, Model FX12MATIC | 137.3756 | 504.8552
LIFECO-UK | SF-EXTSTAFM005 | 031006200005 | Extinguisher, Automatic, 15 Ltr Foam, LIFECO-UK, Model FX15MATIC | 213.6953 | 785.3303
LIFECO-UK | SF-EXTSTAFM006 | 031006200010 | Extinguisher, Automatic, 20 Ltr Foam, LIFECO-UK, Model FX20MATIC | 217.5113 | 799.3541
LIFECO-UK | SF-EXTSTAFM007 | 031006200007 | Extinguisher, Automatic, 25 Ltr Foam, LIFECO-UK, Model FX25MATIC | 219.8009 | 807.7683
LIFECO-UK | SF-EXTSTAFM008 | 126064200233 | Extinguisher, Automatic, 30 Ltr Foam, LIFECO-UK, Model FX30MATIC | PRICE UPON REQUEST | PRICE UPON REQUEST
Ext. Mobile CO2 Type
LIFECO-UK | SF-EXTSTMCO001 | 030003010063 | Extinguisher, Mobile 10 kg CO2, LIFECO-UK, Model TC10 | 255.6712 | 939.5916
LIFECO-UK | SF-EXTSTMCO003 | 030003200005 | Extinguisher, Mobile 25 kg CO2, LIFECO-UK, Model TC25 | 873.8612 | 3211.44
LIFECO-UK | SF-EXTSTMCO004 | 030003200004 | Extinguisher, Mobile 30 kg CO2, LIFECO-UK, Model TC30 | PRICE UPON REQUEST | PRICE UPON REQUEST
LIFECO-UK | SF-EXTSTMCO005 | 030010000001 | Extinguisher, Mobile 45 kg CO2, LIFECO-UK, Model TC45 | PRICE UPON REQUEST | PRICE UPON REQUEST
LIFECO-UK | SF-EXTSTMCO007 | 030003200007 | Extinguisher, Mobile 60 kg CO2, LIFECO-UK, Model TC60 | PRICE UPON REQUEST | PRICE UPON REQUEST
Ext. Mobile Dry Powder Type
LIFECO-UK | SF-EXTSTMPD001 | 030004200001 | Extinguisher, Mobile 25 kg Dry Powder, Stored Pressure, LIFECO-UK, Model TPD25 | 290.0151 | 1065.8054
LIFECO-UK | SF-EXTSTMPD002 | 030004200005 | Extinguisher, Mobile 30 kg Dry Powder, Stored Pressure, LIFECO-UK, Model TPD30 | 297.6471 | 1093.8529
LIFECO-UK | SF-EXTSTMPD003 | 030004200003 | Extinguisher, Mobile 50 kg Dry Powder, Stored Pressure, LIFECO-UK, Model TPD50 | 377.7828 | 1388.3518
LIFECO-UK | SF-EXTSTMPD004 |  | Extinguisher, Mobile 75 kg Dry Powder, Stored Pressure, LIFECO-UK, Model TPDS75 | PRICE UPON REQUEST | PRICE UPON REQUEST
LIFECO-UK | SF-EXTSTMPD005 |  | Extinguisher, Mobile 100 kg Dry Powder, Stored Pressure, LIFECO-UK, Model TPDS100 | PRICE UPON REQUEST | PRICE UPON REQUEST
LIFECO-UK | SF-EXTSTMPD006 |  | Extinguisher, Mobile 150 kg Dry Powder, Stored Pressure, LIFECO-UK, Model TPDS150 | PRICE UPON REQUEST | PRICE UPON REQUEST
LIFECO-UK | SF-EXTSTMPD101 |  | Extinguisher, Mobile 25 kg Dry Powder, Outside Cartridge, LIFECO-UK, Model TPC25 | PRICE UPON REQUEST | PRICE UPON REQUEST
LIFECO-UK | SF-EXTSTMPD102 |  | Extinguisher, Mobile 30 kg Dry Powder, Outside Cartridge, LIFECO-UK, Model TPC30 | PRICE UPON REQUEST | PRICE UPON REQUEST
LIFECO-UK | SF-EXTSTMPD103 |  | Extinguisher, Mobile 50 kg Dry Powder, Outside Cartridge, LIFECO-UK, Model TPC50 | PRICE UPON REQUEST | PRICE UPON REQUEST
LIFECO-UK | SF-EXTSTMPD104 |  | Extinguisher, Mobile 75 kg Dry Powder, Outside Cartridge, LIFECO-UK, Model TPCS75 | PRICE UPON REQUEST | PRICE UPON REQUEST
LIFECO-UK | SF-EXTSTMPD105 |  | Extinguisher, Mobile 100 kg Dry Powder, Outside Cartridge, LIFECO-UK, Model TPCS100 | PRICE UPON REQUEST | PRICE UPON REQUEST
LIFECO-UK | SF-EXTSTMPD106 |  | Extinguisher, Mobile 150 kg Dry Powder, Outside Cartridge, LIFECO-UK, Model TPCS150 | PRICE UPON REQUEST | PRICE UPON REQUEST
Ext. Mobile Foam Type
LIFECO-UK | SF-EXTSTMFM001 | 030005200002 | Extinguisher, Mobile 25 Ltr Foam, Stored Pressure, LIFECO-UK, Model TF25 | 291.5415 | 1071.4149
LIFECO-UK | SF-EXTSTMFM002 | 030005200004 | Extinguisher, Mobile 30 Ltr Foam, Stored Pressure, LIFECO-UK, Model TF30 | 328.175 | 1206.043
LIFECO-UK | SF-EXTSTMFM003 | 030005200001 | Extinguisher, Mobile 50 Ltr Foam, Stored Pressure, LIFECO-UK, Model TF50 | 343.4389 | 1262.138
LIFECO-UK | SF-EXTSTMFM004 |  | Extinguisher, Mobile 100 Ltr Foam, Stored Pressure, LIFECO-UK, Model TF100 | PRICE UPON REQUEST | PRICE UPON REQUEST
LIFECO-UK | SF-EXTSTMFM005 |  | Extinguisher, Mobile 10 Gln Foam, Stored Pressure, LIFECO-UK, Model TF10G | PRICE UPON REQUEST | PRICE UPON REQUEST
LIFECO-UK | SF-EXTSTMFM006 |  | Extinguisher, Mobile 35 Gln Foam, Stored Pressure, LIFECO-UK, Model TF35G | PRICE UPON REQUEST | PRICE UPON REQUEST
LIFECO-UK | SF-EXTSTMFM101 |  | Extinguisher, Mobile 50 Ltr Foam, Outside Cartridge, LIFECO-UK, Model TFC50 | PRICE UPON REQUEST | PRICE UPON REQUEST
LIFECO-UK | SF-EXTSTMFM102 |  | Extinguisher, Mobile 100 Ltr Foam, Outside Cartridge, LIFECO-UK, Model TFC100 | PRICE UPON REQUEST | PRICE UPON REQUEST
LIFECO-UK | SF-EXTSTMFM103 |  | Extinguisher, Mobile 35 Gln Foam, Outside Cartridge, LIFECO-UK, Model TFC35G | PRICE UPON REQUEST | PRICE UPON REQUEST
Ext. Mobile Water Type
LIFECO-UK | SF-EXTSTMWT001 | 030006010003 | Extinguisher, Mobile 25 Ltr Water, LIFECO-UK, Model WT25 | 276.2775 | 1015.3199
LIFECO-UK | SF-EXTSTMWT002 | 030006010009 | Extinguisher, Mobile 50 Ltr Water, LIFECO-UK, Model WT50 | 331.991 | 1220.0667
LIFECO-UK | SF-EXTSTMWT003 |  | Extinguisher, Mobile 100 Ltr Water, LIFECO-UK, Model WT100 | PRICE UPON REQUEST | PRICE UPON REQUEST
LIFECO-UK | SF-EXTSTMWT004 |  | Extinguisher, Mobile 10 Gln Water, LIFECO-UK, Model WT10G | PRICE UPON REQUEST | PRICE UPON REQUEST
LIFECO-UK | SF-EXTSTMWT005 |  | Extinguisher, Mobile 35 Gln Water, LIFECO-UK, Model WT35G | PRICE UPON REQUEST | PRICE UPON REQUEST
KM Approved Trolley Extinguishers - SFFECO Brand
SFFECO | SF-EXTKMTDP01 | 030008200016 | Extinguisher, Mobile 25 Kg ABC Powder, Stored Pressure. Fire Rating A & IB, KM 667594, Model SF-MFE-TM-25SPP-D | 354.801 | 1303.8937
SFFECO | SF-EXTKMTDP02 | 030008200017 | Extinguisher, Mobile 50 Kg ABC Powder, Stored Pressure. Fire Rating A & IIB, KM 667594, Model SF-MFE-TM-50SPP-D | 462.7839 | 1700.731
SFFECO | SF-EXTKMTDP03 | 030008200020 | Extinguisher, Mobile 25 Kg ABC Powder, Cartridge Operated. Fire Rating A & IB, KM 667594, Model SF-MFE-TM-25COP-D | 447.3578 | 1644.0399
SFFECO | SF-EXTKMTDP04 | 030008200021 | Extinguisher, Mobile 50 Kg ABC Powder, Cartridge Operated. Fire Rating A & IIB, KM 667594, Model SF-MFE-TM-50COP-D | 592.3634 | 2176.9356
SFFECO | SF-EXTKMTFM01 | 030008200018 | Extinguisher, Mobile 50 liter AFFF Foam, Stored Pressure. Fire Rating A & IIB, KM 667594, Model SF-MFE-TM-50SPF-D | 442.73 | 1627.0326
SFFECO | SF-EXTKMTFM02 | 030008200019 | Extinguisher, Mobile 50 liter AFFF Foam, Cartridge Operated. Fire Rating A & IIB, KM 667594, Model SF-MFE-TM-50COF-D | 530.6589 | 1950.1715
SFFECO | SF-EXTKMTCO201 | 030020200003 | Extinguisher, Mobile 10 Kg CO2 , Stored Pressure. Fire Rating 113B, KM 667594, Model SF-MFE-TM-10CD-D | 354.801 | 1303.8937
SFFECO | SF-EXTKMTCO202 | 030020200004 | Extinguisher, Mobile 20 Kg CO2 , Stored Pressure. Fire Rating 144B, KM 667594, Model SF-MFE-TM-20CD-D | PRICE UPON REQUEST | PRICE UPON REQUEST

## LF. Extinguisher Cabinet
LIFECO-UK FIRE EXTINGUISHERS CABINETS
Item of | Item Code | Item Code | Description | LIFECO-UK GP (USD) | LIFECO-UK GP (AED)
LF126 GROUP: Extinguisher Cabinet, SURFACE TYPE
LIFECO-UK | SF-EXTCAB217 | 040011010001 | Empty Fire Extinguisher Cabinet, Surface Type, Made of Full 1mm Galvanized Steel Red Painted, Size (350x750x220mm), LIFECO-UK, Model LF126 RSD | 152.6395 | 560.9502
LIFECO-UK | SF-EXTCAB218 | 126064200225 | Empty Fire Extinguisher Cabinet, Surface Type, Made of Full 1mm Stainless Steel Hairline Finish 304, Size (350x750x220mm), LIFECO-UK, Model LF126 SSSD | 320.543 | 1177.9955
LF222 GROUP: Extinguisher Cabinet, SURFACE TYPE
LIFECO-UK | SF-EXTCAB219 | 126064200226 | Empty Fire Extinguisher Cabinet, Surface Type, Made of Full 1mm Galvanized Steel Red Painted, Size (500x750x220mm), LIFECO-UK, Model LF222 RSD | 156.4555 | 574.974
LIFECO-UK | SF-EXTCAB220 | 126064200227 | Empty Fire Extinguisher Cabinet, Surface Type, Made of Full 1mm Stainless Steel Hairline Finish 304, Size (500x750x220mm), LIFECO-UK, Model LF222 SSSD | 331.991 | 1220.0667
LF106 GROUP: Extinguisher Cabinet, RECESSED TYPE
LIFECO-UK | SF-EXTCAB221 | 126064200228 | Empty Fire Extinguisher Cabinet, Recessed Type, Made of Full 1mm Galvanized Steel Red Painted, Size (350x750x220mm), LIFECO-UK, Model LF106 RSD | 152.6395 | 560.9502
LIFECO-UK | SF-EXTCAB222 | 126064200229 | Empty Fire Extinguisher Cabinet, Recessed Type, Back Box 1mm Galvanized Steel Red Painted, Door & Frame 1mm Stainless Steel Hairline Finish 304, Size (350x750x220mm), LIFECO-UK, Model LF106 RSSD | 274.7511 | 1009.7104
LF204 GROUP: Extinguisher Cabinet, RECESSED TYPE
LIFECO-UK | SF-EXTCAB223 | 116036200006 | Empty Fire Extinguisher Cabinet, Recessed Type, Made of Full 1mm Galvanized Steel Red Painted, Size (500x750x220mm), LIFECO-UK, Model LF204 RSD | 156.4555 | 574.974
LIFECO-UK | SF-EXTCAB224 | 126064200230 | Empty Fire Extinguisher Cabinet, Recessed Type, Back Box 1mm Galvanized Steel Red Painted, Door & Frame 1mm Stainless Steel Hairline Finish 304, Size (500x750x220mm), LIFECO-UK, Model LF204 RSSD | 316.727 | 1163.9717
Recessed Type Cabinets
LIFECO-UK |  |  | Extinguisher Cabinet, Recessed Type, Empty, Made of Galvanized Steel, Red Colour, Full Metal Door, for accommodating 5 Lbs / 3 kg Dry Powder or Halotron I Fire Extinguisher, LIFECO-UK, Model LF102 RSD | 0
LIFECO-UK |  |  | Extinguisher Cabinet, Recessed Type, Empty, Made of Galvanized Steel, Red Colour, Full Metal Door, for accommodating 10 Lbs / 6 kg Dry Powder or Halotron I, 6 Ltr Foam Fire Extinguisher, LIFECO-UK, Model LF104 RSD | 0
LIFECO-UK |  |  | Extinguisher Cabinet, Recessed Type, Empty, Made of Galvanized Steel, Red Colour, Full Metal Door, for accommodating 10 / 12 kg Dry Powder or Halotron I, 10 Ltr Water Fire Extinguisher, LIFECO-UK, Model LF106 RSD | 0
LIFECO-UK |  |  | Extinguisher Cabinet, Recessed Type, Empty, Made of Galvanized Steel, Red Colour, Full Metal Door, for accommodating 10 Lbs / 3 kg CO2 Fire Extinguisher, LIFECO-UK, Model LF108 RSD | 0
LIFECO-UK |  |  | Extinguisher Cabinet, Recessed Type, Empty, Made of Galvanized Steel, Red Colour, Full Metal Door, for accommodating 10 Lbs / 6 kg Dry Powder or Halotron I, 6 Ltr Foam Fire Extinguisher with Blanket 4'x4', LIFECO-UK, Model LF202 RSD | 0
LIFECO-UK |  |  | Extinguisher Cabinet, Recessed Type, Empty, Made of Galvanized Steel, Red Colour, Full Metal Door, for accommodating 10 kg / 12 kg Dry Powder or Halotron I, 10 Ltr Water / Foam, 5 Lbs CO2 Fire Extinguisher with Fire Blanket 4'x4', LIFECO-UK, Model LF204 RSD | 0
LIFECO-UK |  |  | Extinguisher Cabinet, Recessed Type, Empty, Made of Galvanized Steel, Red Colour, Clear Glass Metal Door, for accommodating 5 Lbs / 3 kg Dry Powder or Halotron I Fire Extinguisher, LIFECO-UK, Model LF102 RGD | 0
LIFECO-UK |  |  | Extinguisher Cabinet, Recessed Type, Empty, Made of Galvanized Steel, Red Colour, Clear Glass Metal Door, for accommodating 10 Lbs / 6 kg Dry Powder or Halotron I, 6 Ltr Foam Fire Extinguisher, LIFECO-UK, Model LF104 RGD | 0
LIFECO-UK |  |  | Extinguisher Cabinet, Recessed Type, Empty, Made of Galvanized Steel, Red Colour, Clear Glass Metal Door, for accommodating 10 / 12 kg Dry Powder or Halotron I, 10 Ltr Water Fire Extinguisher, LIFECO-UK, Model LF106 RGD | 0
LIFECO-UK |  |  | Extinguisher Cabinet, Recessed Type, Empty, Made of Galvanized Steel, Red Colour, Clear Glass Metal Door, for accommodating 10 Lbs / 3 kg CO2 Fire Extinguisher, LIFECO-UK, Model LF108 RGD | 0
LIFECO-UK |  |  | Extinguisher Cabinet, Recessed Type, Empty, Made of Galvanized Steel, Red Colour, Clear Glass Metal Door, for accommodating 10 Lbs / 6 kg Dry Powder or Halotron I, 6 Ltr Foam Fire Extinguisher with Blanket 4'x4', LIFECO-UK, Model LF202 RGD | 0
LIFECO-UK |  |  | Extinguisher Cabinet, Recessed Type, Empty, Made of Galvanized Steel, Red Colour, Clear Glass Metal Door, for accommodating 10 kg / 12 kg Dry Powder or Halotron I, 10 Ltr Water / Foam, 5 Lbs CO2 Fire Extinguisher with Fire Blanket 4'x4', LIFECO-UK, Model LF204 RGD | 0
|  |  | Semi-Recessed Type Cabinets | 0
LIFECO-UK |  |  | Extinguisher Cabinet, Semi-Recessed Type, Empty, Made of Galvanized Steel, Red colour, Full Metal Door for accommodating 10 Lbs / 6 Kg Dry Powder or Halotron I Fire Extinguisher, LIFECO-UK, Model LF112 RSD. | 0
LIFECO-UK |  |  | Extinguisher Cabinet, Semi-Recessed Type, Empty, Made of Galvanized Steel, Red Colour, Full Metal Door, for accommodate 10 / 12 Kg Dry Powder or Halotron I, 10 Ltr Water / Foam, 5 Lbs CO2 Fire Extinguisher, LIFECO-UK, Model LF114 RSD | 0
LIFECO-UK |  |  | Extinguisher Cabinet, Semi-Recessed Type, Empty, Made of Galvanized Steel, Red Colour, Full Metal Door, for Accommodating 10 Lbs / 6 Kg CO2 Fire Extinguisher, LIFECO-UK, Model LF116 RSD | 0
LIFECO-UK |  |  | Extinguisher Cabinet, Semi-Recessed Type, Empty, Made of Galvanized Steel, Red colour, Full Metal Door, for accommodating 10 Lbs / 6 Kg Dry Powder or Halotron I, LIFECO-UK, Model LF210 RSD | 0
LIFECO-UK |  |  | Extinguisher Cabinet, Semi-Recessed Type, Empty, Made of Galvanized Steel, Red Colour, Full Metal Door, for accommodating 10 / 12 Kg Dry Powder or Halotron I Fire Extinguisher, LIFECO-UK, Model LF212 RSD | 0
LIFECO-UK |  |  | Extinguisher Cabinet, Semi-Recessed Type, Empty, Made of Galvanized Steel, Red colour, Clear Glass Metal Door for accommodating 10 Lbs / 6 Kg Dry Powder or Halotron I Fire Extinguisher, LIFECO-UK, Model LF112 RGD. | 0
LIFECO-UK |  |  | Extinguisher Cabinet, Semi-Recessed Type, Empty, Made of Galvanized Steel, Red Colour, Clear Glass Metal Door, for accommodate 10 / 12 Kg Dry Powder or Halotron I, 10 Ltr Water / Foam, 5 Lbs CO2 Fire Extinguisher, LIFECO-UK, Model LF114 RGD | 0
LIFECO-UK |  |  | Extinguisher Cabinet, Semi-Recessed Type, Empty, Made of Galvanized Steel, Red Colour, Clear Glass Metal Door, for Accommodating 10 Lbs / 6 Kg CO2 Fire Extinguisher, LIFECO-UK, Model LF116 RGD | 0
LIFECO-UK |  |  | Extinguisher Cabinet, Semi-Recessed Type, Empty, Made of Galvanized Steel, Red colour, Clear Glass Metal Door, for accommodating 10 Lbs / 6 Kg Dry Powder or Halotron I, LIFECO-UK, Model LF210 RGD | 0
LIFECO-UK |  |  | Extinguisher Cabinet, Semi-Recessed Type, Empty, Made of Galvanized Steel, Red Colour, Clear Glass Metal Door, for accommodating 10 / 12 Kg Dry Powder or Halotron I Fire Extinguisher, LIFECO-UK, Model LF212 RGD | 0
|  |  | Surface Type Cabinets | 0
LIFECO-UK |  |  | Extinguisher Cabinet, Surface Type, Empty, Made of Galvanized Steel, Red Colour, Full Metal Door, for accommodating 5 Lbs / 3 kg Dry Powder or Halotron I Fire Extinguisher, LIFECO-UK, Model LF120 RSD | 0
LIFECO-UK |  |  | Extinguisher Cabinet, Surface Type, Empty, Made of Galvanized Steel. Red Colour, Full Metal Door, for accommodating 10 Lbs / 6 Kg Dry Powder or Halotron I or 6 Ltr Foam Fire Extinguisher, LIFECO-UK, Model LF122 RSD | 0
LIFECO-UK |  |  | Extinguisher Cabinet, Surface Type, Empty, Made of Galvanized Steel, Red Colour, Full Metal Door, for accommodating 10/12 Kg Dry Powder or Halotron I, 10 Ltr Water / Foam, 5 Lbs CO2 Fire Extinguisher, LIFECO-UK, Model LF124 RSD | 0
LIFECO-UK |  |  | Extinguisher Cabinet, Surface Type, Empty, Made of Galvanized Steel, Red Colour, Full Metal Door, for accommodating 10 Lbs / 6 Kg CO2 Fire Extinguisher, LIFECO-UK, Model LF126 RSD | 0
LIFECO-UK |  |  | Extinguisher Cabinet, Surface Type, Empty, Made of Galvanized Steel, Red Colour, Full Metal Door, for Accommodating 10 Lbs / 6 Kg Dry Powder or Halotron I, 6 Ltr Foam Fire Extinguisher with Fire Blanket 4'x4', LIFECO-UK, Model LF220 RSD | 0
LIFECO-UK |  |  | Extinguisher Cabinet, Surface Type, Empty, Made of Galvanized Steel, Red Colour, Full Metal Door, for accommodating 10 / 12 Kg Dry Powder or Halotron I, 10 Ltr Water / Foam, 5 Lbs CO2 Fire Extinguisher with Fire Blanket 4'x4', LIFECO-UK, Model LF222 RSD | 0
LIFECO-UK |  |  | Extinguisher Cabinet, Surface Type, Empty, Made of Galvanized Steel, Red Colour, Clear Glass Metal Door, for accommodating 5 Lbs / 3 kg Dry Powder or Halotron I Fire Extinguisher, LIFECO-UK, Model LF120 RGD | 0
LIFECO-UK |  |  | Extinguisher Cabinet, Surface Type, Empty, Made of Galvanized Steel. Red Colour, Clear Glass Metal Door, for accommodating 10 Lbs / 6 Kg Dry Powder or Halotron I or 6 Ltr Foam Fire Extinguisher, LIFECO-UK, Model LF122 RGD | 0
LIFECO-UK |  |  | Extinguisher Cabinet, Surface Type, Empty, Made of Galvanized Steel, Red Colour, Clear Glass Metal Door, for accommodating 10/12 Kg Dry Powder or Halotron I, 10 Ltr Water / Foam, 5 Lbs CO2 Fire Extinguisher, LIFECO-UK, Model LF124 RGD | 0
LIFECO-UK |  |  | Extinguisher Cabinet, Surface Type, Empty, Made of Galvanized Steel, Red Colour, Clear Glass Metal Door, for accommodating 10 Lbs / 6 Kg CO2 Fire Extinguisher, LIFECO-UK, Model LF126 RGD | 0
LIFECO-UK |  |  | Extinguisher Cabinet, Surface Type, Empty, Made of Galvanized Steel, Red Colour, Clear Glass Metal Door, for Accommodating 10 Lbs / 6 Kg Dry Powder or Halotron I, 6 Ltr Foam Fire Extinguisher with Fire Blanket 4'x4', LIFECO-UK, Model LF220 RGD | 0
LIFECO-UK |  |  | Extinguisher Cabinet, Surface Type, Empty, Made of Galvanized Steel, Red Colour, Clear Glass Metal Door, for accommodating 10 / 12 Kg Dry Powder or Halotron I, 10 Ltr Water / Foam, 5 Lbs CO2 Fire Extinguisher with Fire Blanket 4'x4', LIFECO-UK, Model LF222 RGD | 0

## Foam System
FOAM SYSTEM AND EQUIPMENTS
Item of | Item Code | Item Code | Description | LIFECO-UK GP (USD) | LIFECO-UK GP (AED)
LIFECO UL Listed Vertical Foam Bladder Tank and Foam Proportioner
LIFECO |  |  | LIFECO-UK Pre-Piped Foam Bladder Tank With Foam Proportioner, Vertical Mounting, UL Listed, 12 Bar Working Pressure, 36 Gallon Tank Size, 2.5" Carbon Steel Body and Stainless Steel Water Side Piping, Model LF-WSRCX | 10235 | 37613.625
LIFECO |  |  | LIFECO-UK Pre-Piped Foam Bladder Tank With Foam Proportioner, Vertical Mounting, UL Listed, 12 Bar Working Pressure, 40 Gallon Tank Size, 2.5" Carbon Steel Body and Stainless Steel Water Side Piping, Model LF-WSRCX | 10559.024 | 38804.4132
LIFECO |  |  | LIFECO-UK Pre-Piped Foam Bladder Tank With Foam Proportioner, Vertical Mounting, UL Listed, 12 Bar Working Pressure, 53 Gallon Tank Size, 2.5" Carbon Steel Body and Stainless Steel Water Side Piping, Model LF-WSRCX | 10948 | 40233.9
LIFECO |  |  | LIFECO-UK Pre-Piped Foam Bladder Tank With Foam Proportioner, Vertical Mounting, UL Listed, 12 Bar Working Pressure, 66 Gallon Tank Size, 2.5" Carbon Steel Body and Stainless Steel Water Side Piping, Model LF-WSRCX | 11349.856 | 41710.7208
LIFECO |  |  | LIFECO-UK Pre-Piped Foam Bladder Tank With Foam Proportioner, Vertical Mounting, UL Listed, 12 Bar Working Pressure, 79 Gallon Tank Size, 2.5" Carbon Steel Body and Stainless Steel Water Side Piping, Model LF-WSRCX | 11667.992 | 42879.8706
LIFECO |  |  | LIFECO-UK Pre-Piped Foam Bladder Tank With Foam Proportioner, Vertical Mounting, UL Listed, 12 Bar Working Pressure, 92 Gallon Tank Size, 2.5" Carbon Steel Body and Stainless Steel Water Side Piping, Model LF-WSRCX | 11946.2 | 43902.285
LIFECO |  |  | LIFECO-UK Pre-Piped Foam Bladder Tank With Foam Proportioner, Vertical Mounting, UL Listed, 12 Bar Working Pressure, 106 Gallon Tank Size, 2.5" Carbon Steel Body and Stainless Steel Water Side Piping, Model LF-WSRCX | 12225.696 | 44929.4328
LIFECO |  |  | LIFECO-UK Pre-Piped Foam Bladder Tank With Foam Proportioner, Vertical Mounting, UL Listed, 12 Bar Working Pressure, 119 Gallon Tank Size, 2.5" Carbon Steel Body and Stainless Steel Water Side Piping, Model LF-WSRCX | 12463.976 | 45805.1118
LIFECO |  |  | LIFECO-UK Pre-Piped Foam Bladder Tank With Foam Proportioner, Vertical Mounting, UL Listed, 12 Bar Working Pressure, 132 Gallon Tank Size, 2.5" Carbon Steel Body and Stainless Steel Water Side Piping, Model LF-WSRCX | 12690.664 | 46638.1902
LIFECO |  |  | LIFECO-UK Pre-Piped Foam Bladder Tank With Foam Proportioner, Vertical Mounting, UL Listed, 12 Bar Working Pressure, 145 Gallon Tank Size, 2.5" Carbon Steel Body and Stainless Steel Water Side Piping, Model LF-WSRCX | 12909.624 | 47442.8682
LIFECO |  |  | LIFECO-UK Pre-Piped Foam Bladder Tank With Foam Proportioner, Vertical Mounting, UL Listed, 12 Bar Working Pressure, 159 Gallon Tank Size, 2.5" Carbon Steel Body and Stainless Steel Water Side Piping, Model LF-WSRCX | 13069.336 | 48029.8098
LIFECO |  |  | LIFECO-UK Pre-Piped Foam Bladder Tank With Foam Proportioner, Vertical Mounting, UL Listed, 12 Bar Working Pressure, 172 Gallon Tank Size, 2.5" Carbon Steel Body and Stainless Steel Water Side Piping, Model LF-WSRCX | 13270.264 | 48768.2202
LIFECO |  |  | LIFECO-UK Pre-Piped Foam Bladder Tank With Foam Proportioner, Vertical Mounting, UL Listed, 12 Bar Working Pressure, 185 Gallon Tank Size, 2.5" Carbon Steel Body and Stainless Steel Water Side Piping, Model LF-WSRCX | 13481.496 | 49544.4978
LIFECO |  |  | LIFECO-UK Pre-Piped Foam Bladder Tank With Foam Proportioner, Vertical Mounting, UL Listed, 12 Bar Working Pressure, 198 Gallon Tank Size, 2.5" Carbon Steel Body and Stainless Steel Water Side Piping, Model LF-WSRCX | 13779.024 | 50637.9132
LIFECO |  |  | LIFECO-UK Pre-Piped Foam Bladder Tank With Foam Proportioner, Vertical Mounting, UL Listed, 12 Bar Working Pressure, 211 Gallon Tank Size, 2.5" Carbon Steel Body and Stainless Steel Water Side Piping, Model LF-WSRCX | 13960.632 | 51305.3226
LIFECO |  |  | LIFECO-UK Pre-Piped Foam Bladder Tank With Foam Proportioner, Vertical Mounting, UL Listed, 12 Bar Working Pressure, 225 Gallon Tank Size, 2.5" Carbon Steel Body and Stainless Steel Water Side Piping, Model LF-WSRCX | 14220.808 | 52261.4694
LIFECO |  |  | LIFECO-UK Pre-Piped Foam Bladder Tank With Foam Proportioner, Vertical Mounting, UL Listed, 12 Bar Working Pressure, 238 Gallon Tank Size, 2.5" Carbon Steel Body and Stainless Steel Water Side Piping, Model LF-WSRCX | 14479.696 | 53212.8828
LIFECO |  |  | LIFECO-UK Pre-Piped Foam Bladder Tank With Foam Proportioner, Vertical Mounting, UL Listed, 12 Bar Working Pressure, 251 Gallon Tank Size, 2.5" Carbon Steel Body and Stainless Steel Water Side Piping, Model LF-WSRCX | 14778.512 | 54311.0316
LIFECO |  |  | LIFECO-UK Pre-Piped Foam Bladder Tank With Foam Proportioner, Vertical Mounting, UL Listed, 12 Bar Working Pressure, 264 Gallon Tank Size, 2.5" Carbon Steel Body and Stainless Steel Water Side Piping, Model LF-WSRCX | 17488.464 | 64270.1052
LIFECO |  |  | LIFECO-UK Pre-Piped Foam Bladder Tank With Foam Proportioner, Vertical Mounting, UL Listed, 12 Bar Working Pressure, 291 Gallon Tank Size, 2.5" Carbon Steel Body and Stainless Steel Water Side Piping, Model LF-WSRCX | 17914.792 | 65836.8606
LIFECO |  |  | LIFECO-UK Pre-Piped Foam Bladder Tank With Foam Proportioner, Vertical Mounting, UL Listed, 12 Bar Working Pressure, 317 Gallon Tank Size, 2.5" Carbon Steel Body and Stainless Steel Water Side Piping, Model LF-WSRCX | 18203.304 | 66897.1422
LIFECO |  |  | LIFECO-UK Pre-Piped Foam Bladder Tank With Foam Proportioner, Vertical Mounting, UL Listed, 12 Bar Working Pressure, 343 Gallon Tank Size, 2.5" Carbon Steel Body and Stainless Steel Water Side Piping, Model LF-WSRCX | 18433.856 | 67744.4208
LIFECO |  |  | LIFECO-UK Pre-Piped Foam Bladder Tank With Foam Proportioner, Vertical Mounting, UL Listed, 12 Bar Working Pressure, 370 Gallon Tank Size, 2.5" Carbon Steel Body and Stainless Steel Water Side Piping, Model LF-WSRCX | 18755.856 | 68927.7708
LIFECO |  |  | LIFECO-UK Pre-Piped Foam Bladder Tank With Foam Proportioner, Vertical Mounting, UL Listed, 12 Bar Working Pressure, 396 Gallon Tank Size, 2.5" Carbon Steel Body and Stainless Steel Water Side Piping, Model LF-WSRCX | 19079.144 | 70115.8542
LIFECO |  |  | LIFECO-UK Pre-Piped Foam Bladder Tank With Foam Proportioner, Vertical Mounting, UL Listed, 12 Bar Working Pressure, 423 Gallon Tank Size, 2.5" Carbon Steel Body and Stainless Steel Water Side Piping, Model LF-WSRCX | 19448.8 | 71474.34
LIFECO |  |  | LIFECO-UK Pre-Piped Foam Bladder Tank With Foam Proportioner, Vertical Mounting, UL Listed, 12 Bar Working Pressure, 449 Gallon Tank Size, 2.5" Carbon Steel Body and Stainless Steel Water Side Piping, Model LF-WSRCX | 19859.672 | 72984.2946
LIFECO |  |  | LIFECO-UK Pre-Piped Foam Bladder Tank With Foam Proportioner, Vertical Mounting, UL Listed, 12 Bar Working Pressure, 476 Gallon Tank Size, 2.5" Carbon Steel Body and Stainless Steel Water Side Piping, Model LF-WSRCX | 20340.096 | 74749.8528
LIFECO |  |  | LIFECO-UK Pre-Piped Foam Bladder Tank With Foam Proportioner, Vertical Mounting, UL Listed, 12 Bar Working Pressure, 502 Gallon Tank Size, 2.5" Carbon Steel Body and Stainless Steel Water Side Piping, Model LF-WSRCX | 23038.456 | 84666.3258
LIFECO |  |  | LIFECO-UK Pre-Piped Foam Bladder Tank With Foam Proportioner, Vertical Mounting, UL Listed, 12 Bar Working Pressure, 528 Gallon Tank Size, 2.5" Carbon Steel Body and Stainless Steel Water Side Piping, Model LF-WSRCX | 23548.504 | 86540.7522
LIFECO |  |  | LIFECO-UK Pre-Piped Foam Bladder Tank With Foam Proportioner, Vertical Mounting, UL Listed, 12 Bar Working Pressure, 581 Gallon Tank Size, 2.5" Carbon Steel Body and Stainless Steel Water Side Piping, Model LF-WSRCX | 24169.32 | 88822.251
LIFECO |  |  | LIFECO-UK Pre-Piped Foam Bladder Tank With Foam Proportioner, Vertical Mounting, UL Listed, 12 Bar Working Pressure, 634 Gallon Tank Size, 2.5" Carbon Steel Body and Stainless Steel Water Side Piping, Model LF-WSRCX | 24827.488 | 91241.0184
LIFECO |  |  | LIFECO-UK Pre-Piped Foam Bladder Tank With Foam Proportioner, Vertical Mounting, UL Listed, 12 Bar Working Pressure, 687 Gallon Tank Size, 2.5" Carbon Steel Body and Stainless Steel Water Side Piping, Model LF-WSRCX | 25477.928 | 93631.3854
LIFECO |  |  | LIFECO-UK Pre-Piped Foam Bladder Tank With Foam Proportioner, Vertical Mounting, UL Listed, 12 Bar Working Pressure, 740 Gallon Tank Size, 2.5" Carbon Steel Body and Stainless Steel Water Side Piping, Model LF-WSRCX | 26208.224 | 96315.2232
LIFECO |  |  | LIFECO-UK Pre-Piped Foam Bladder Tank With Foam Proportioner, Vertical Mounting, UL Listed, 12 Bar Working Pressure, 793 Gallon Tank Size, 2.5" Carbon Steel Body and Stainless Steel Water Side Piping, Model LF-WSRCX | 27746.096 | 101966.9028
LIFECO |  |  | LIFECO-UK Pre-Piped Foam Bladder Tank With Foam Proportioner, Vertical Mounting, UL Listed, 12 Bar Working Pressure, 859 Gallon Tank Size, 2.5" Carbon Steel Body and Stainless Steel Water Side Piping, Model LF-WSRCX | 29026.368 | 106671.9024
LIFECO |  |  | LIFECO-UK Pre-Piped Foam Bladder Tank With Foam Proportioner, Vertical Mounting, UL Listed, 12 Bar Working Pressure, 925 Gallon Tank Size, 2.5" Carbon Steel Body and Stainless Steel Water Side Piping, Model LF-WSRCX | 30322.096 | 111433.7028
LIFECO |  |  | LIFECO-UK Pre-Piped Foam Bladder Tank With Foam Proportioner, Vertical Mounting, UL Listed, 12 Bar Working Pressure, 991 Gallon Tank Size, 2.5" Carbon Steel Body and Stainless Steel Water Side Piping, Model LF-WSRCX | 31615.248 | 116186.0364
LIFECO |  |  | LIFECO-UK Pre-Piped Foam Bladder Tank With Foam Proportioner, Vertical Mounting, UL Listed, 12 Bar Working Pressure, 1057 Gallon Tank Size, 2.5" Carbon Steel Body and Stainless Steel Water Side Piping, Model LF-WSRCX | 32391.912 | 119040.2766
LIFECO |  |  | LIFECO-UK Pre-Piped Foam Bladder Tank With Foam Proportioner, Vertical Mounting, UL Listed, 12 Bar Working Pressure, 1123 Gallon Tank Size, 2.5" Carbon Steel Body and Stainless Steel Water Side Piping, Model LF-WSRCX | 32838.848 | 120682.7664
LIFECO |  |  | LIFECO-UK Pre-Piped Foam Bladder Tank With Foam Proportioner, Vertical Mounting, UL Listed, 12 Bar Working Pressure, 1189 Gallon Tank Size, 2.5" Carbon Steel Body and Stainless Steel Water Side Piping, Model LF-WSRCX | 34003.2 | 124961.76
LIFECO |  |  | LIFECO-UK Pre-Piped Foam Bladder Tank With Foam Proportioner, Vertical Mounting, UL Listed, 12 Bar Working Pressure, 1255 Gallon Tank Size, 2.5" Carbon Steel Body and Stainless Steel Water Side Piping, Model LF-WSRCX | 34738.648 | 127664.5314
LIFECO |  |  | LIFECO-UK Pre-Piped Foam Bladder Tank With Foam Proportioner, Vertical Mounting, UL Listed, 12 Bar Working Pressure, 1321 Gallon Tank Size, 2.5" Carbon Steel Body and Stainless Steel Water Side Piping, Model LF-WSRCX | 39450.152 | 144979.3086
LIFECO |  |  | LIFECO-UK Pre-Piped Foam Bladder Tank With Foam Proportioner, Vertical Mounting, UL Listed, 12 Bar Working Pressure, 1387 Gallon Tank Size, 2.5" Carbon Steel Body and Stainless Steel Water Side Piping, Model LF-WSRCX | 40123.776 | 147454.8768
LIFECO |  |  | LIFECO-UK Pre-Piped Foam Bladder Tank With Foam Proportioner, Vertical Mounting, UL Listed, 12 Bar Working Pressure, 1453 Gallon Tank Size, 2.5" Carbon Steel Body and Stainless Steel Water Side Piping, Model LF-WSRCX | 41194.104 | 151388.3322
LIFECO |  |  | LIFECO-UK Pre-Piped Foam Bladder Tank With Foam Proportioner, Vertical Mounting, UL Listed, 12 Bar Working Pressure, 1519 Gallon Tank Size, 2.5" Carbon Steel Body and Stainless Steel Water Side Piping, Model LF-WSRCX | 41829.088 | 153721.8984
LIFECO |  |  | LIFECO-UK Pre-Piped Foam Bladder Tank With Foam Proportioner, Vertical Mounting, UL Listed, 12 Bar Working Pressure, 1585 Gallon Tank Size, 2.5" Carbon Steel Body and Stainless Steel Water Side Piping, Model LF-WSRCX | 44019.976 | 161773.4118
LIFECO |  |  | LIFECO-UK Pre-Piped Foam Bladder Tank With Foam Proportioner, Vertical Mounting, UL Listed, 12 Bar Working Pressure, 1651 Gallon Tank Size, 2.5" Carbon Steel Body and Stainless Steel Water Side Piping, Model LF-WSRCX | 44800.504 | 164641.8522
LIFECO |  |  | LIFECO-UK Pre-Piped Foam Bladder Tank With Foam Proportioner, Vertical Mounting, UL Listed, 12 Bar Working Pressure, 1717 Gallon Tank Size, 2.5" Carbon Steel Body and Stainless Steel Water Side Piping, Model LF-WSRCX | 45653.16 | 167775.363
LIFECO |  |  | LIFECO-UK Pre-Piped Foam Bladder Tank With Foam Proportioner, Vertical Mounting, UL Listed, 12 Bar Working Pressure, 1783 Gallon Tank Size, 2.5" Carbon Steel Body and Stainless Steel Water Side Piping, Model LF-WSRCX | 46505.816 | 170908.8738
LIFECO |  |  | LIFECO-UK Pre-Piped Foam Bladder Tank With Foam Proportioner, Vertical Mounting, UL Listed, 12 Bar Working Pressure, 1849 Gallon Tank Size, 2.5" Carbon Steel Body and Stainless Steel Water Side Piping, Model LF-WSRCX | 47212.928 | 173507.5104
LIFECO |  |  | LIFECO-UK Pre-Piped Foam Bladder Tank With Foam Proportioner, Vertical Mounting, UL Listed, 12 Bar Working Pressure, 1915 Gallon Tank Size, 2.5" Carbon Steel Body and Stainless Steel Water Side Piping, Model LF-WSRCX | 48065.584 | 176641.0212
LIFECO |  |  | LIFECO-UK Pre-Piped Foam Bladder Tank With Foam Proportioner, Vertical Mounting, UL Listed, 12 Bar Working Pressure, 1981 Gallon Tank Size, 2.5" Carbon Steel Body and Stainless Steel Water Side Piping, Model LF-WSRCX | 49138.488 | 180583.9434
LIFECO |  |  | LIFECO-UK Pre-Piped Foam Bladder Tank With Foam Proportioner, Vertical Mounting, UL Listed, 12 Bar Working Pressure, 40 Gallon Tank Size, 3" Carbon Steel Body and Stainless Steel Water Side Piping, Model LF-WSRCX | 11034.296 | 40551.0378
LIFECO |  |  | LIFECO-UK Pre-Piped Foam Bladder Tank With Foam Proportioner, Vertical Mounting, UL Listed, 12 Bar Working Pressure, 53 Gallon Tank Size, 3" Carbon Steel Body and Stainless Steel Water Side Piping, Model LF-WSRCX | 11361.448 | 41753.3214
LIFECO |  |  | LIFECO-UK Pre-Piped Foam Bladder Tank With Foam Proportioner, Vertical Mounting, UL Listed, 12 Bar Working Pressure, 66 Gallon Tank Size, 3" Carbon Steel Body and Stainless Steel Water Side Piping, Model LF-WSRCX | 11764.592 | 43234.8756
LIFECO |  |  | LIFECO-UK Pre-Piped Foam Bladder Tank With Foam Proportioner, Vertical Mounting, UL Listed, 12 Bar Working Pressure, 79 Gallon Tank Size, 3" Carbon Steel Body and Stainless Steel Water Side Piping, Model LF-WSRCX | 12081.44 | 44399.292
LIFECO |  |  | LIFECO-UK Pre-Piped Foam Bladder Tank With Foam Proportioner, Vertical Mounting, UL Listed, 12 Bar Working Pressure, 92 Gallon Tank Size, 3" Carbon Steel Body and Stainless Steel Water Side Piping, Model LF-WSRCX | 12360.936 | 45426.4398
LIFECO |  |  | LIFECO-UK Pre-Piped Foam Bladder Tank With Foam Proportioner, Vertical Mounting, UL Listed, 12 Bar Working Pressure, 106 Gallon Tank Size, 3" Carbon Steel Body and Stainless Steel Water Side Piping, Model LF-WSRCX | 12639.144 | 46448.8542
LIFECO |  |  | LIFECO-UK Pre-Piped Foam Bladder Tank With Foam Proportioner, Vertical Mounting, UL Listed, 12 Bar Working Pressure, 119 Gallon Tank Size, 3" Carbon Steel Body and Stainless Steel Water Side Piping, Model LF-WSRCX | 12877.424 | 47324.5332
LIFECO |  |  | LIFECO-UK Pre-Piped Foam Bladder Tank With Foam Proportioner, Vertical Mounting, UL Listed, 12 Bar Working Pressure, 132 Gallon Tank Size, 3" Carbon Steel Body and Stainless Steel Water Side Piping, Model LF-WSRCX | 13105.4 | 48162.345
LIFECO |  |  | LIFECO-UK Pre-Piped Foam Bladder Tank With Foam Proportioner, Vertical Mounting, UL Listed, 12 Bar Working Pressure, 145 Gallon Tank Size, 3" Carbon Steel Body and Stainless Steel Water Side Piping, Model LF-WSRCX | 13321.784 | 48957.5562
LIFECO |  |  | LIFECO-UK Pre-Piped Foam Bladder Tank With Foam Proportioner, Vertical Mounting, UL Listed, 12 Bar Working Pressure, 159 Gallon Tank Size, 3" Carbon Steel Body and Stainless Steel Water Side Piping, Model LF-WSRCX | 13481.496 | 49544.4978
LIFECO |  |  | LIFECO-UK Pre-Piped Foam Bladder Tank With Foam Proportioner, Vertical Mounting, UL Listed, 12 Bar Working Pressure, 172 Gallon Tank Size, 3" Carbon Steel Body and Stainless Steel Water Side Piping, Model LF-WSRCX | 13681.136 | 50278.1748
LIFECO |  |  | LIFECO-UK Pre-Piped Foam Bladder Tank With Foam Proportioner, Vertical Mounting, UL Listed, 12 Bar Working Pressure, 185 Gallon Tank Size, 3" Carbon Steel Body and Stainless Steel Water Side Piping, Model LF-WSRCX | 13893.656 | 51059.1858
LIFECO |  |  | LIFECO-UK Pre-Piped Foam Bladder Tank With Foam Proportioner, Vertical Mounting, UL Listed, 12 Bar Working Pressure, 198 Gallon Tank Size, 3" Carbon Steel Body and Stainless Steel Water Side Piping, Model LF-WSRCX | 14189.896 | 52147.8678
LIFECO |  |  | LIFECO-UK Pre-Piped Foam Bladder Tank With Foam Proportioner, Vertical Mounting, UL Listed, 12 Bar Working Pressure, 211 Gallon Tank Size, 3" Carbon Steel Body and Stainless Steel Water Side Piping, Model LF-WSRCX | 14372.792 | 52820.0106
LIFECO |  |  | LIFECO-UK Pre-Piped Foam Bladder Tank With Foam Proportioner, Vertical Mounting, UL Listed, 12 Bar Working Pressure, 225 Gallon Tank Size, 3" Carbon Steel Body and Stainless Steel Water Side Piping, Model LF-WSRCX | 14631.68 | 53771.424
LIFECO |  |  | LIFECO-UK Pre-Piped Foam Bladder Tank With Foam Proportioner, Vertical Mounting, UL Listed, 12 Bar Working Pressure, 238 Gallon Tank Size, 3" Carbon Steel Body and Stainless Steel Water Side Piping, Model LF-WSRCX | 14890.568 | 54722.8374
LIFECO |  |  | LIFECO-UK Pre-Piped Foam Bladder Tank With Foam Proportioner, Vertical Mounting, UL Listed, 12 Bar Working Pressure, 251 Gallon Tank Size, 3" Carbon Steel Body and Stainless Steel Water Side Piping, Model LF-WSRCX | 15189.384 | 55820.9862
LIFECO |  |  | LIFECO-UK Pre-Piped Foam Bladder Tank With Foam Proportioner, Vertical Mounting, UL Listed, 12 Bar Working Pressure, 264 Gallon Tank Size, 3" Carbon Steel Body and Stainless Steel Water Side Piping, Model LF-WSRCX | 17876.152 | 65694.8586
LIFECO |  |  | LIFECO-UK Pre-Piped Foam Bladder Tank With Foam Proportioner, Vertical Mounting, UL Listed, 12 Bar Working Pressure, 291 Gallon Tank Size, 3" Carbon Steel Body and Stainless Steel Water Side Piping, Model LF-WSRCX | 18301.192 | 67256.8806
LIFECO |  |  | LIFECO-UK Pre-Piped Foam Bladder Tank With Foam Proportioner, Vertical Mounting, UL Listed, 12 Bar Working Pressure, 317 Gallon Tank Size, 3" Carbon Steel Body and Stainless Steel Water Side Piping, Model LF-WSRCX | 18587.128 | 68307.6954
LIFECO |  |  | LIFECO-UK Pre-Piped Foam Bladder Tank With Foam Proportioner, Vertical Mounting, UL Listed, 12 Bar Working Pressure, 343 Gallon Tank Size, 3" Carbon Steel Body and Stainless Steel Water Side Piping, Model LF-WSRCX | 18818.968 | 69159.7074
LIFECO |  |  | LIFECO-UK Pre-Piped Foam Bladder Tank With Foam Proportioner, Vertical Mounting, UL Listed, 12 Bar Working Pressure, 370 Gallon Tank Size, 3" Carbon Steel Body and Stainless Steel Water Side Piping, Model LF-WSRCX | 19142.256 | 70347.7908
LIFECO |  |  | LIFECO-UK Pre-Piped Foam Bladder Tank With Foam Proportioner, Vertical Mounting, UL Listed, 12 Bar Working Pressure, 396 Gallon Tank Size, 3" Carbon Steel Body and Stainless Steel Water Side Piping, Model LF-WSRCX | 19466.832 | 71540.6076
LIFECO |  |  | LIFECO-UK Pre-Piped Foam Bladder Tank With Foam Proportioner, Vertical Mounting, UL Listed, 12 Bar Working Pressure, 423 Gallon Tank Size, 3" Carbon Steel Body and Stainless Steel Water Side Piping, Model LF-WSRCX | 19830.048 | 72875.4264
LIFECO |  |  | LIFECO-UK Pre-Piped Foam Bladder Tank With Foam Proportioner, Vertical Mounting, UL Listed, 12 Bar Working Pressure, 449 Gallon Tank Size, 3" Carbon Steel Body and Stainless Steel Water Side Piping, Model LF-WSRCX | 20240.92 | 74385.381
LIFECO |  |  | LIFECO-UK Pre-Piped Foam Bladder Tank With Foam Proportioner, Vertical Mounting, UL Listed, 12 Bar Working Pressure, 476 Gallon Tank Size, 3" Carbon Steel Body and Stainless Steel Water Side Piping, Model LF-WSRCX | 20725.208 | 76165.1394
LIFECO |  |  | LIFECO-UK Pre-Piped Foam Bladder Tank With Foam Proportioner, Vertical Mounting, UL Listed, 12 Bar Working Pressure, 502 Gallon Tank Size, 3" Carbon Steel Body and Stainless Steel Water Side Piping, Model LF-WSRCX | 23420.992 | 86072.1456
LIFECO |  |  | LIFECO-UK Pre-Piped Foam Bladder Tank With Foam Proportioner, Vertical Mounting, UL Listed, 12 Bar Working Pressure, 528 Gallon Tank Size, 3" Carbon Steel Body and Stainless Steel Water Side Piping, Model LF-WSRCX | 23938.768 | 87974.9724
LIFECO |  |  | LIFECO-UK Pre-Piped Foam Bladder Tank With Foam Proportioner, Vertical Mounting, UL Listed, 12 Bar Working Pressure, 581 Gallon Tank Size, 3" Carbon Steel Body and Stainless Steel Water Side Piping, Model LF-WSRCX | 24558.296 | 90251.7378
LIFECO |  |  | LIFECO-UK Pre-Piped Foam Bladder Tank With Foam Proportioner, Vertical Mounting, UL Listed, 12 Bar Working Pressure, 634 Gallon Tank Size, 3" Carbon Steel Body and Stainless Steel Water Side Piping, Model LF-WSRCX | 25215.176 | 92665.7718
LIFECO |  |  | LIFECO-UK Pre-Piped Foam Bladder Tank With Foam Proportioner, Vertical Mounting, UL Listed, 12 Bar Working Pressure, 687 Gallon Tank Size, 3" Carbon Steel Body and Stainless Steel Water Side Piping, Model LF-WSRCX | 25864.328 | 95051.4054
LIFECO |  |  | LIFECO-UK Pre-Piped Foam Bladder Tank With Foam Proportioner, Vertical Mounting, UL Listed, 12 Bar Working Pressure, 740 Gallon Tank Size, 3" Carbon Steel Body and Stainless Steel Water Side Piping, Model LF-WSRCX | 26594.624 | 97735.2432
LIFECO |  |  | LIFECO-UK Pre-Piped Foam Bladder Tank With Foam Proportioner, Vertical Mounting, UL Listed, 12 Bar Working Pressure, 793 Gallon Tank Size, 3" Carbon Steel Body and Stainless Steel Water Side Piping, Model LF-WSRCX | 28137.648 | 103405.8564
LIFECO |  |  | LIFECO-UK Pre-Piped Foam Bladder Tank With Foam Proportioner, Vertical Mounting, UL Listed, 12 Bar Working Pressure, 859 Gallon Tank Size, 3" Carbon Steel Body and Stainless Steel Water Side Piping, Model LF-WSRCX | 29417.92 | 108110.856
LIFECO |  |  | LIFECO-UK Pre-Piped Foam Bladder Tank With Foam Proportioner, Vertical Mounting, UL Listed, 12 Bar Working Pressure, 925 Gallon Tank Size, 3" Carbon Steel Body and Stainless Steel Water Side Piping, Model LF-WSRCX | 30711.072 | 112863.1896
LIFECO |  |  | LIFECO-UK Pre-Piped Foam Bladder Tank With Foam Proportioner, Vertical Mounting, UL Listed, 12 Bar Working Pressure, 991 Gallon Tank Size, 3" Carbon Steel Body and Stainless Steel Water Side Piping, Model LF-WSRCX | 32004.224 | 117615.5232
LIFECO |  |  | LIFECO-UK Pre-Piped Foam Bladder Tank With Foam Proportioner, Vertical Mounting, UL Listed, 12 Bar Working Pressure, 1057 Gallon Tank Size, 3" Carbon Steel Body and Stainless Steel Water Side Piping, Model LF-WSRCX | 32780.888 | 120469.7634
LIFECO |  |  | LIFECO-UK Pre-Piped Foam Bladder Tank With Foam Proportioner, Vertical Mounting, UL Listed, 12 Bar Working Pressure, 1123 Gallon Tank Size, 3" Carbon Steel Body and Stainless Steel Water Side Piping, Model LF-WSRCX | 33226.536 | 122107.5198
LIFECO |  |  | LIFECO-UK Pre-Piped Foam Bladder Tank With Foam Proportioner, Vertical Mounting, UL Listed, 12 Bar Working Pressure, 1189 Gallon Tank Size, 3" Carbon Steel Body and Stainless Steel Water Side Piping, Model LF-WSRCX | 34388.312 | 126377.0466
LIFECO |  |  | LIFECO-UK Pre-Piped Foam Bladder Tank With Foam Proportioner, Vertical Mounting, UL Listed, 12 Bar Working Pressure, 1255 Gallon Tank Size, 3" Carbon Steel Body and Stainless Steel Water Side Piping, Model LF-WSRCX | 35127.624 | 129094.0182
LIFECO |  |  | LIFECO-UK Pre-Piped Foam Bladder Tank With Foam Proportioner, Vertical Mounting, UL Listed, 12 Bar Working Pressure, 1321 Gallon Tank Size, 3" Carbon Steel Body and Stainless Steel Water Side Piping, Model LF-WSRCX | 39837.84 | 146404.062
LIFECO |  |  | LIFECO-UK Pre-Piped Foam Bladder Tank With Foam Proportioner, Vertical Mounting, UL Listed, 12 Bar Working Pressure, 1387 Gallon Tank Size, 3" Carbon Steel Body and Stainless Steel Water Side Piping, Model LF-WSRCX | 40510.176 | 148874.8968
LIFECO |  |  | LIFECO-UK Pre-Piped Foam Bladder Tank With Foam Proportioner, Vertical Mounting, UL Listed, 12 Bar Working Pressure, 1453 Gallon Tank Size, 3" Carbon Steel Body and Stainless Steel Water Side Piping, Model LF-WSRCX | 41583.08 | 152817.819
LIFECO |  |  | LIFECO-UK Pre-Piped Foam Bladder Tank With Foam Proportioner, Vertical Mounting, UL Listed, 12 Bar Working Pressure, 1519 Gallon Tank Size, 3" Carbon Steel Body and Stainless Steel Water Side Piping, Model LF-WSRCX | 42215.488 | 155141.9184
LIFECO |  |  | LIFECO-UK Pre-Piped Foam Bladder Tank With Foam Proportioner, Vertical Mounting, UL Listed, 12 Bar Working Pressure, 1585 Gallon Tank Size, 3" Carbon Steel Body and Stainless Steel Water Side Piping, Model LF-WSRCX | 44406.376 | 163193.4318
LIFECO |  |  | LIFECO-UK Pre-Piped Foam Bladder Tank With Foam Proportioner, Vertical Mounting, UL Listed, 12 Bar Working Pressure, 1651 Gallon Tank Size, 3" Carbon Steel Body and Stainless Steel Water Side Piping, Model LF-WSRCX | 45186.904 | 166061.8722
LIFECO |  |  | LIFECO-UK Pre-Piped Foam Bladder Tank With Foam Proportioner, Vertical Mounting, UL Listed, 12 Bar Working Pressure, 1717 Gallon Tank Size, 3" Carbon Steel Body and Stainless Steel Water Side Piping, Model LF-WSRCX | 46039.56 | 169195.383
LIFECO |  |  | LIFECO-UK Pre-Piped Foam Bladder Tank With Foam Proportioner, Vertical Mounting, UL Listed, 12 Bar Working Pressure, 1783 Gallon Tank Size, 3" Carbon Steel Body and Stainless Steel Water Side Piping, Model LF-WSRCX | 46892.216 | 172328.8938
LIFECO |  |  | LIFECO-UK Pre-Piped Foam Bladder Tank With Foam Proportioner, Vertical Mounting, UL Listed, 12 Bar Working Pressure, 1849 Gallon Tank Size, 3" Carbon Steel Body and Stainless Steel Water Side Piping, Model LF-WSRCX | 47598.04 | 174922.797
LIFECO |  |  | LIFECO-UK Pre-Piped Foam Bladder Tank With Foam Proportioner, Vertical Mounting, UL Listed, 12 Bar Working Pressure, 1915 Gallon Tank Size, 3" Carbon Steel Body and Stainless Steel Water Side Piping, Model LF-WSRCX | 48450.696 | 178056.3078
LIFECO |  |  | LIFECO-UK Pre-Piped Foam Bladder Tank With Foam Proportioner, Vertical Mounting, UL Listed, 12 Bar Working Pressure, 1981 Gallon Tank Size, 3" Carbon Steel Body and Stainless Steel Water Side Piping, Model LF-WSRCX | 49523.6 | 181999.23
LIFECO |  |  | LIFECO-UK Pre-Piped Foam Bladder Tank With Foam Proportioner, Vertical Mounting, UL Listed, 12 Bar Working Pressure, 53 Gallon Tank Size, 4" Carbon Steel Body and Stainless Steel Water Side Piping, Model LF-WSRCX | 11910.136 | 43769.7498
LIFECO |  |  | LIFECO-UK Pre-Piped Foam Bladder Tank With Foam Proportioner, Vertical Mounting, UL Listed, 12 Bar Working Pressure, 66 Gallon Tank Size, 4" Carbon Steel Body and Stainless Steel Water Side Piping, Model LF-WSRCX | 12311.992 | 45246.5706
LIFECO |  |  | LIFECO-UK Pre-Piped Foam Bladder Tank With Foam Proportioner, Vertical Mounting, UL Listed, 12 Bar Working Pressure, 79 Gallon Tank Size, 4" Carbon Steel Body and Stainless Steel Water Side Piping, Model LF-WSRCX | 12631.416 | 46420.4538
LIFECO |  |  | LIFECO-UK Pre-Piped Foam Bladder Tank With Foam Proportioner, Vertical Mounting, UL Listed, 12 Bar Working Pressure, 92 Gallon Tank Size, 4" Carbon Steel Body and Stainless Steel Water Side Piping, Model LF-WSRCX | 12907.048 | 47433.4014
LIFECO |  |  | LIFECO-UK Pre-Piped Foam Bladder Tank With Foam Proportioner, Vertical Mounting, UL Listed, 12 Bar Working Pressure, 106 Gallon Tank Size, 4" Carbon Steel Body and Stainless Steel Water Side Piping, Model LF-WSRCX | 13186.544 | 48460.5492
LIFECO |  |  | LIFECO-UK Pre-Piped Foam Bladder Tank With Foam Proportioner, Vertical Mounting, UL Listed, 12 Bar Working Pressure, 119 Gallon Tank Size, 4" Carbon Steel Body and Stainless Steel Water Side Piping, Model LF-WSRCX | 13427.4 | 49345.695
LIFECO |  |  | LIFECO-UK Pre-Piped Foam Bladder Tank With Foam Proportioner, Vertical Mounting, UL Listed, 12 Bar Working Pressure, 132 Gallon Tank Size, 4" Carbon Steel Body and Stainless Steel Water Side Piping, Model LF-WSRCX | 13655.376 | 50183.5068
LIFECO |  |  | LIFECO-UK Pre-Piped Foam Bladder Tank With Foam Proportioner, Vertical Mounting, UL Listed, 12 Bar Working Pressure, 145 Gallon Tank Size, 4" Carbon Steel Body and Stainless Steel Water Side Piping, Model LF-WSRCX | 13865.32 | 50955.051
LIFECO |  |  | LIFECO-UK Pre-Piped Foam Bladder Tank With Foam Proportioner, Vertical Mounting, UL Listed, 12 Bar Working Pressure, 159 Gallon Tank Size, 4" Carbon Steel Body and Stainless Steel Water Side Piping, Model LF-WSRCX | 14026.32 | 51546.726
LIFECO |  |  | LIFECO-UK Pre-Piped Foam Bladder Tank With Foam Proportioner, Vertical Mounting, UL Listed, 12 Bar Working Pressure, 172 Gallon Tank Size, 4" Carbon Steel Body and Stainless Steel Water Side Piping, Model LF-WSRCX | 14225.96 | 52280.403
LIFECO |  |  | LIFECO-UK Pre-Piped Foam Bladder Tank With Foam Proportioner, Vertical Mounting, UL Listed, 12 Bar Working Pressure, 185 Gallon Tank Size, 4" Carbon Steel Body and Stainless Steel Water Side Piping, Model LF-WSRCX | 14437.192 | 53056.6806
LIFECO |  |  | LIFECO-UK Pre-Piped Foam Bladder Tank With Foam Proportioner, Vertical Mounting, UL Listed, 12 Bar Working Pressure, 198 Gallon Tank Size, 4" Carbon Steel Body and Stainless Steel Water Side Piping, Model LF-WSRCX | 14734.72 | 54150.096
LIFECO |  |  | LIFECO-UK Pre-Piped Foam Bladder Tank With Foam Proportioner, Vertical Mounting, UL Listed, 12 Bar Working Pressure, 211 Gallon Tank Size, 4" Carbon Steel Body and Stainless Steel Water Side Piping, Model LF-WSRCX | 14916.328 | 54817.5054
LIFECO |  |  | LIFECO-UK Pre-Piped Foam Bladder Tank With Foam Proportioner, Vertical Mounting, UL Listed, 12 Bar Working Pressure, 225 Gallon Tank Size, 4" Carbon Steel Body and Stainless Steel Water Side Piping, Model LF-WSRCX | 15175.216 | 55768.9188
LIFECO |  |  | LIFECO-UK Pre-Piped Foam Bladder Tank With Foam Proportioner, Vertical Mounting, UL Listed, 12 Bar Working Pressure, 238 Gallon Tank Size, 4" Carbon Steel Body and Stainless Steel Water Side Piping, Model LF-WSRCX | 15436.68 | 56729.799
LIFECO |  |  | LIFECO-UK Pre-Piped Foam Bladder Tank With Foam Proportioner, Vertical Mounting, UL Listed, 12 Bar Working Pressure, 251 Gallon Tank Size, 4" Carbon Steel Body and Stainless Steel Water Side Piping, Model LF-WSRCX | 15734.208 | 57823.2144
LIFECO |  |  | LIFECO-UK Pre-Piped Foam Bladder Tank With Foam Proportioner, Vertical Mounting, UL Listed, 12 Bar Working Pressure, 264 Gallon Tank Size, 4" Carbon Steel Body and Stainless Steel Water Side Piping, Model LF-WSRCX | 18388.776 | 67578.7518
LIFECO |  |  | LIFECO-UK Pre-Piped Foam Bladder Tank With Foam Proportioner, Vertical Mounting, UL Listed, 12 Bar Working Pressure, 291 Gallon Tank Size, 4" Carbon Steel Body and Stainless Steel Water Side Piping, Model LF-WSRCX | 18813.816 | 69140.7738
LIFECO |  |  | LIFECO-UK Pre-Piped Foam Bladder Tank With Foam Proportioner, Vertical Mounting, UL Listed, 12 Bar Working Pressure, 317 Gallon Tank Size, 4" Carbon Steel Body and Stainless Steel Water Side Piping, Model LF-WSRCX | 19102.328 | 70201.0554
LIFECO |  |  | LIFECO-UK Pre-Piped Foam Bladder Tank With Foam Proportioner, Vertical Mounting, UL Listed, 12 Bar Working Pressure, 343 Gallon Tank Size, 4" Carbon Steel Body and Stainless Steel Water Side Piping, Model LF-WSRCX | 19334.168 | 71053.0674
LIFECO |  |  | LIFECO-UK Pre-Piped Foam Bladder Tank With Foam Proportioner, Vertical Mounting, UL Listed, 12 Bar Working Pressure, 370 Gallon Tank Size, 4" Carbon Steel Body and Stainless Steel Water Side Piping, Model LF-WSRCX | 19654.88 | 72231.684
LIFECO |  |  | LIFECO-UK Pre-Piped Foam Bladder Tank With Foam Proportioner, Vertical Mounting, UL Listed, 12 Bar Working Pressure, 396 Gallon Tank Size, 4" Carbon Steel Body and Stainless Steel Water Side Piping, Model LF-WSRCX | 19978.168 | 73419.7674
LIFECO |  |  | LIFECO-UK Pre-Piped Foam Bladder Tank With Foam Proportioner, Vertical Mounting, UL Listed, 12 Bar Working Pressure, 423 Gallon Tank Size, 4" Carbon Steel Body and Stainless Steel Water Side Piping, Model LF-WSRCX | 20340.096 | 74749.8528
LIFECO |  |  | LIFECO-UK Pre-Piped Foam Bladder Tank With Foam Proportioner, Vertical Mounting, UL Listed, 12 Bar Working Pressure, 449 Gallon Tank Size, 4" Carbon Steel Body and Stainless Steel Water Side Piping, Model LF-WSRCX | 20750.968 | 76259.8074
LIFECO |  |  | LIFECO-UK Pre-Piped Foam Bladder Tank With Foam Proportioner, Vertical Mounting, UL Listed, 12 Bar Working Pressure, 476 Gallon Tank Size, 4" Carbon Steel Body and Stainless Steel Water Side Piping, Model LF-WSRCX | 21233.968 | 78034.8324
LIFECO |  |  | LIFECO-UK Pre-Piped Foam Bladder Tank With Foam Proportioner, Vertical Mounting, UL Listed, 12 Bar Working Pressure, 502 Gallon Tank Size, 4" Carbon Steel Body and Stainless Steel Water Side Piping, Model LF-WSRCX | 23929.752 | 87941.8386
LIFECO |  |  | LIFECO-UK Pre-Piped Foam Bladder Tank With Foam Proportioner, Vertical Mounting, UL Listed, 12 Bar Working Pressure, 528 Gallon Tank Size, 4" Carbon Steel Body and Stainless Steel Water Side Piping, Model LF-WSRCX | 24450.104 | 89854.1322
LIFECO |  |  | LIFECO-UK Pre-Piped Foam Bladder Tank With Foam Proportioner, Vertical Mounting, UL Listed, 12 Bar Working Pressure, 581 Gallon Tank Size, 4" Carbon Steel Body and Stainless Steel Water Side Piping, Model LF-WSRCX | 25072.208 | 92140.3644
LIFECO |  |  | LIFECO-UK Pre-Piped Foam Bladder Tank With Foam Proportioner, Vertical Mounting, UL Listed, 12 Bar Working Pressure, 634 Gallon Tank Size, 4" Carbon Steel Body and Stainless Steel Water Side Piping, Model LF-WSRCX | 25729.088 | 94554.3984
LIFECO |  |  | LIFECO-UK Pre-Piped Foam Bladder Tank With Foam Proportioner, Vertical Mounting, UL Listed, 12 Bar Working Pressure, 687 Gallon Tank Size, 4" Carbon Steel Body and Stainless Steel Water Side Piping, Model LF-WSRCX | 26376.952 | 96935.2986
LIFECO |  |  | LIFECO-UK Pre-Piped Foam Bladder Tank With Foam Proportioner, Vertical Mounting, UL Listed, 12 Bar Working Pressure, 740 Gallon Tank Size, 4" Carbon Steel Body and Stainless Steel Water Side Piping, Model LF-WSRCX | 27107.248 | 99619.1364
LIFECO |  |  | LIFECO-UK Pre-Piped Foam Bladder Tank With Foam Proportioner, Vertical Mounting, UL Listed, 12 Bar Working Pressure, 793 Gallon Tank Size, 4" Carbon Steel Body and Stainless Steel Water Side Piping, Model LF-WSRCX | 28655.424 | 105308.6832
LIFECO |  |  | LIFECO-UK Pre-Piped Foam Bladder Tank With Foam Proportioner, Vertical Mounting, UL Listed, 12 Bar Working Pressure, 859 Gallon Tank Size, 4" Carbon Steel Body and Stainless Steel Water Side Piping, Model LF-WSRCX | 29934.408 | 110008.9494
LIFECO |  |  | LIFECO-UK Pre-Piped Foam Bladder Tank With Foam Proportioner, Vertical Mounting, UL Listed, 12 Bar Working Pressure, 925 Gallon Tank Size, 4" Carbon Steel Body and Stainless Steel Water Side Piping, Model LF-WSRCX | 31227.56 | 114761.283
LIFECO |  |  | LIFECO-UK Pre-Piped Foam Bladder Tank With Foam Proportioner, Vertical Mounting, UL Listed, 12 Bar Working Pressure, 991 Gallon Tank Size, 4" Carbon Steel Body and Stainless Steel Water Side Piping, Model LF-WSRCX | 32520.712 | 119513.6166
LIFECO |  |  | LIFECO-UK Pre-Piped Foam Bladder Tank With Foam Proportioner, Vertical Mounting, UL Listed, 12 Bar Working Pressure, 1057 Gallon Tank Size, 4" Carbon Steel Body and Stainless Steel Water Side Piping, Model LF-WSRCX | 33299.952 | 122377.3236
LIFECO |  |  | LIFECO-UK Pre-Piped Foam Bladder Tank With Foam Proportioner, Vertical Mounting, UL Listed, 12 Bar Working Pressure, 1123 Gallon Tank Size, 4" Carbon Steel Body and Stainless Steel Water Side Piping, Model LF-WSRCX | 33739.16 | 123991.413
LIFECO |  |  | LIFECO-UK Pre-Piped Foam Bladder Tank With Foam Proportioner, Vertical Mounting, UL Listed, 12 Bar Working Pressure, 1189 Gallon Tank Size, 4" Carbon Steel Body and Stainless Steel Water Side Piping, Model LF-WSRCX | 34900.936 | 128260.9398
LIFECO |  |  | LIFECO-UK Pre-Piped Foam Bladder Tank With Foam Proportioner, Vertical Mounting, UL Listed, 12 Bar Working Pressure, 1255 Gallon Tank Size, 4" Carbon Steel Body and Stainless Steel Water Side Piping, Model LF-WSRCX | 35638.96 | 130973.178
LIFECO |  |  | LIFECO-UK Pre-Piped Foam Bladder Tank With Foam Proportioner, Vertical Mounting, UL Listed, 12 Bar Working Pressure, 1321 Gallon Tank Size, 4" Carbon Steel Body and Stainless Steel Water Side Piping, Model LF-WSRCX | 40349.176 | 148283.2218
LIFECO |  |  | LIFECO-UK Pre-Piped Foam Bladder Tank With Foam Proportioner, Vertical Mounting, UL Listed, 12 Bar Working Pressure, 1387 Gallon Tank Size, 4" Carbon Steel Body and Stainless Steel Water Side Piping, Model LF-WSRCX | 41022.8 | 150758.79
LIFECO |  |  | LIFECO-UK Pre-Piped Foam Bladder Tank With Foam Proportioner, Vertical Mounting, UL Listed, 12 Bar Working Pressure, 1453 Gallon Tank Size, 4" Carbon Steel Body and Stainless Steel Water Side Piping, Model LF-WSRCX | 42095.704 | 154701.7122
LIFECO |  |  | LIFECO-UK Pre-Piped Foam Bladder Tank With Foam Proportioner, Vertical Mounting, UL Listed, 12 Bar Working Pressure, 1519 Gallon Tank Size, 4" Carbon Steel Body and Stainless Steel Water Side Piping, Model LF-WSRCX | 42729.4 | 157030.545
LIFECO |  |  | LIFECO-UK Pre-Piped Foam Bladder Tank With Foam Proportioner, Vertical Mounting, UL Listed, 12 Bar Working Pressure, 1585 Gallon Tank Size, 4" Carbon Steel Body and Stainless Steel Water Side Piping, Model LF-WSRCX | 44919 | 165077.325
LIFECO |  |  | LIFECO-UK Pre-Piped Foam Bladder Tank With Foam Proportioner, Vertical Mounting, UL Listed, 12 Bar Working Pressure, 1651 Gallon Tank Size, 4" Carbon Steel Body and Stainless Steel Water Side Piping, Model LF-WSRCX | 45699.528 | 167945.7654
LIFECO |  |  | LIFECO-UK Pre-Piped Foam Bladder Tank With Foam Proportioner, Vertical Mounting, UL Listed, 12 Bar Working Pressure, 1717 Gallon Tank Size, 4" Carbon Steel Body and Stainless Steel Water Side Piping, Model LF-WSRCX | 46552.184 | 171079.2762
LIFECO |  |  | LIFECO-UK Pre-Piped Foam Bladder Tank With Foam Proportioner, Vertical Mounting, UL Listed, 12 Bar Working Pressure, 1783 Gallon Tank Size, 4" Carbon Steel Body and Stainless Steel Water Side Piping, Model LF-WSRCX | 47404.84 | 174212.787
LIFECO |  |  | LIFECO-UK Pre-Piped Foam Bladder Tank With Foam Proportioner, Vertical Mounting, UL Listed, 12 Bar Working Pressure, 1849 Gallon Tank Size, 4" Carbon Steel Body and Stainless Steel Water Side Piping, Model LF-WSRCX | 48114.528 | 176820.8904
LIFECO |  |  | LIFECO-UK Pre-Piped Foam Bladder Tank With Foam Proportioner, Vertical Mounting, UL Listed, 12 Bar Working Pressure, 1915 Gallon Tank Size, 4" Carbon Steel Body and Stainless Steel Water Side Piping, Model LF-WSRCX | 48967.184 | 179954.4012
LIFECO |  |  | LIFECO-UK Pre-Piped Foam Bladder Tank With Foam Proportioner, Vertical Mounting, UL Listed, 12 Bar Working Pressure, 1981 Gallon Tank Size, 4" Carbon Steel Body and Stainless Steel Water Side Piping, Model LF-WSRCX | 50036.224 | 183883.1232
LIFECO |  |  | LIFECO-UK Pre-Piped Foam Bladder Tank With Foam Proportioner, Vertical Mounting, UL Listed, 12 Bar Working Pressure, 198 Gallon Tank Size, 6" Carbon Steel Body and Stainless Steel Water Side Piping, Model LF-WSRCX | 16849.616 | 61922.3388
LIFECO |  |  | LIFECO-UK Pre-Piped Foam Bladder Tank With Foam Proportioner, Vertical Mounting, UL Listed, 12 Bar Working Pressure, 211 Gallon Tank Size, 6" Carbon Steel Body and Stainless Steel Water Side Piping, Model LF-WSRCX | 17029.936 | 62585.0148
LIFECO |  |  | LIFECO-UK Pre-Piped Foam Bladder Tank With Foam Proportioner, Vertical Mounting, UL Listed, 12 Bar Working Pressure, 225 Gallon Tank Size, 6" Carbon Steel Body and Stainless Steel Water Side Piping, Model LF-WSRCX | 17291.4 | 63545.895
LIFECO |  |  | LIFECO-UK Pre-Piped Foam Bladder Tank With Foam Proportioner, Vertical Mounting, UL Listed, 12 Bar Working Pressure, 238 Gallon Tank Size, 6" Carbon Steel Body and Stainless Steel Water Side Piping, Model LF-WSRCX | 17547.712 | 64487.8416
LIFECO |  |  | LIFECO-UK Pre-Piped Foam Bladder Tank With Foam Proportioner, Vertical Mounting, UL Listed, 12 Bar Working Pressure, 251 Gallon Tank Size, 6" Carbon Steel Body and Stainless Steel Water Side Piping, Model LF-WSRCX | 17845.24 | 65581.257
LIFECO |  |  | LIFECO-UK Pre-Piped Foam Bladder Tank With Foam Proportioner, Vertical Mounting, UL Listed, 12 Bar Working Pressure, 264 Gallon Tank Size, 6" Carbon Steel Body and Stainless Steel Water Side Piping, Model LF-WSRCX | 20378.736 | 74891.8548
LIFECO |  |  | LIFECO-UK Pre-Piped Foam Bladder Tank With Foam Proportioner, Vertical Mounting, UL Listed, 12 Bar Working Pressure, 291 Gallon Tank Size, 6" Carbon Steel Body and Stainless Steel Water Side Piping, Model LF-WSRCX | 20803.776 | 76453.8768
LIFECO |  |  | LIFECO-UK Pre-Piped Foam Bladder Tank With Foam Proportioner, Vertical Mounting, UL Listed, 12 Bar Working Pressure, 317 Gallon Tank Size, 6" Carbon Steel Body and Stainless Steel Water Side Piping, Model LF-WSRCX | 21089.712 | 77504.6916
LIFECO |  |  | LIFECO-UK Pre-Piped Foam Bladder Tank With Foam Proportioner, Vertical Mounting, UL Listed, 12 Bar Working Pressure, 343 Gallon Tank Size, 6" Carbon Steel Body and Stainless Steel Water Side Piping, Model LF-WSRCX | 21321.552 | 78356.7036
LIFECO |  |  | LIFECO-UK Pre-Piped Foam Bladder Tank With Foam Proportioner, Vertical Mounting, UL Listed, 12 Bar Working Pressure, 370 Gallon Tank Size, 6" Carbon Steel Body and Stainless Steel Water Side Piping, Model LF-WSRCX | 21644.84 | 79544.787
LIFECO |  |  | LIFECO-UK Pre-Piped Foam Bladder Tank With Foam Proportioner, Vertical Mounting, UL Listed, 12 Bar Working Pressure, 396 Gallon Tank Size, 6" Carbon Steel Body and Stainless Steel Water Side Piping, Model LF-WSRCX | 21968.128 | 80732.8704
LIFECO |  |  | LIFECO-UK Pre-Piped Foam Bladder Tank With Foam Proportioner, Vertical Mounting, UL Listed, 12 Bar Working Pressure, 423 Gallon Tank Size, 6" Carbon Steel Body and Stainless Steel Water Side Piping, Model LF-WSRCX | 22312.024 | 81996.6882
LIFECO |  |  | LIFECO-UK Pre-Piped Foam Bladder Tank With Foam Proportioner, Vertical Mounting, UL Listed, 12 Bar Working Pressure, 449 Gallon Tank Size, 6" Carbon Steel Body and Stainless Steel Water Side Piping, Model LF-WSRCX | 22725.472 | 83516.1096
LIFECO |  |  | LIFECO-UK Pre-Piped Foam Bladder Tank With Foam Proportioner, Vertical Mounting, UL Listed, 12 Bar Working Pressure, 476 Gallon Tank Size, 6" Carbon Steel Body and Stainless Steel Water Side Piping, Model LF-WSRCX | 23205.896 | 85281.6678
LIFECO |  |  | LIFECO-UK Pre-Piped Foam Bladder Tank With Foam Proportioner, Vertical Mounting, UL Listed, 12 Bar Working Pressure, 502 Gallon Tank Size, 6" Carbon Steel Body and Stainless Steel Water Side Piping, Model LF-WSRCX | 25905.544 | 95202.8742
LIFECO |  |  | LIFECO-UK Pre-Piped Foam Bladder Tank With Foam Proportioner, Vertical Mounting, UL Listed, 12 Bar Working Pressure, 528 Gallon Tank Size, 6" Carbon Steel Body and Stainless Steel Water Side Piping, Model LF-WSRCX | 26442.64 | 97176.702
LIFECO |  |  | LIFECO-UK Pre-Piped Foam Bladder Tank With Foam Proportioner, Vertical Mounting, UL Listed, 12 Bar Working Pressure, 581 Gallon Tank Size, 6" Carbon Steel Body and Stainless Steel Water Side Piping, Model LF-WSRCX | 27064.744 | 99462.9342
LIFECO |  |  | LIFECO-UK Pre-Piped Foam Bladder Tank With Foam Proportioner, Vertical Mounting, UL Listed, 12 Bar Working Pressure, 634 Gallon Tank Size, 6" Carbon Steel Body and Stainless Steel Water Side Piping, Model LF-WSRCX | 27721.624 | 101876.9682
LIFECO |  |  | LIFECO-UK Pre-Piped Foam Bladder Tank With Foam Proportioner, Vertical Mounting, UL Listed, 12 Bar Working Pressure, 687 Gallon Tank Size, 6" Carbon Steel Body and Stainless Steel Water Side Piping, Model LF-WSRCX | 28363.048 | 104234.2014
LIFECO |  |  | LIFECO-UK Pre-Piped Foam Bladder Tank With Foam Proportioner, Vertical Mounting, UL Listed, 12 Bar Working Pressure, 740 Gallon Tank Size, 6" Carbon Steel Body and Stainless Steel Water Side Piping, Model LF-WSRCX | 29093.344 | 106918.0392
LIFECO |  |  | LIFECO-UK Pre-Piped Foam Bladder Tank With Foam Proportioner, Vertical Mounting, UL Listed, 12 Bar Working Pressure, 793 Gallon Tank Size, 6" Carbon Steel Body and Stainless Steel Water Side Piping, Model LF-WSRCX | 30659.552 | 112673.8536
LIFECO |  |  | LIFECO-UK Pre-Piped Foam Bladder Tank With Foam Proportioner, Vertical Mounting, UL Listed, 12 Bar Working Pressure, 859 Gallon Tank Size, 6" Carbon Steel Body and Stainless Steel Water Side Piping, Model LF-WSRCX | 31939.824 | 117378.8532
LIFECO |  |  | LIFECO-UK Pre-Piped Foam Bladder Tank With Foam Proportioner, Vertical Mounting, UL Listed, 12 Bar Working Pressure, 925 Gallon Tank Size, 6" Carbon Steel Body and Stainless Steel Water Side Piping, Model LF-WSRCX | 33232.976 | 122131.1868
LIFECO |  |  | LIFECO-UK Pre-Piped Foam Bladder Tank With Foam Proportioner, Vertical Mounting, UL Listed, 12 Bar Working Pressure, 991 Gallon Tank Size, 6" Carbon Steel Body and Stainless Steel Water Side Piping, Model LF-WSRCX | 34524.84 | 126878.787
LIFECO |  |  | LIFECO-UK Pre-Piped Foam Bladder Tank With Foam Proportioner, Vertical Mounting, UL Listed, 12 Bar Working Pressure, 1057 Gallon Tank Size, 6" Carbon Steel Body and Stainless Steel Water Side Piping, Model LF-WSRCX | 35304.08 | 129742.494
LIFECO |  |  | LIFECO-UK Pre-Piped Foam Bladder Tank With Foam Proportioner, Vertical Mounting, UL Listed, 12 Bar Working Pressure, 1123 Gallon Tank Size, 6" Carbon Steel Body and Stainless Steel Water Side Piping, Model LF-WSRCX | 35729.12 | 131304.516
LIFECO |  |  | LIFECO-UK Pre-Piped Foam Bladder Tank With Foam Proportioner, Vertical Mounting, UL Listed, 12 Bar Working Pressure, 1189 Gallon Tank Size, 6" Carbon Steel Body and Stainless Steel Water Side Piping, Model LF-WSRCX | 36890.896 | 135574.0428
LIFECO |  |  | LIFECO-UK Pre-Piped Foam Bladder Tank With Foam Proportioner, Vertical Mounting, UL Listed, 12 Bar Working Pressure, 1255 Gallon Tank Size, 6" Carbon Steel Body and Stainless Steel Water Side Piping, Model LF-WSRCX | 37627.632 | 138281.5476
LIFECO |  |  | LIFECO-UK Pre-Piped Foam Bladder Tank With Foam Proportioner, Vertical Mounting, UL Listed, 12 Bar Working Pressure, 1321 Gallon Tank Size, 6" Carbon Steel Body and Stainless Steel Water Side Piping, Model LF-WSRCX | 42337.848 | 155591.5914
LIFECO |  |  | LIFECO-UK Pre-Piped Foam Bladder Tank With Foam Proportioner, Vertical Mounting, UL Listed, 12 Bar Working Pressure, 1387 Gallon Tank Size, 6" Carbon Steel Body and Stainless Steel Water Side Piping, Model LF-WSRCX | 43014.048 | 158076.6264
LIFECO |  |  | LIFECO-UK Pre-Piped Foam Bladder Tank With Foam Proportioner, Vertical Mounting, UL Listed, 12 Bar Working Pressure, 1453 Gallon Tank Size, 6" Carbon Steel Body and Stainless Steel Water Side Piping, Model LF-WSRCX | 44083.088 | 162005.3484
LIFECO |  |  | LIFECO-UK Pre-Piped Foam Bladder Tank With Foam Proportioner, Vertical Mounting, UL Listed, 12 Bar Working Pressure, 1519 Gallon Tank Size, 6" Carbon Steel Body and Stainless Steel Water Side Piping, Model LF-WSRCX | 44719.36 | 164343.648
LIFECO |  |  | LIFECO-UK Pre-Piped Foam Bladder Tank With Foam Proportioner, Vertical Mounting, UL Listed, 12 Bar Working Pressure, 1585 Gallon Tank Size, 6" Carbon Steel Body and Stainless Steel Water Side Piping, Model LF-WSRCX | 46907.672 | 172385.6946
LIFECO |  |  | LIFECO-UK Pre-Piped Foam Bladder Tank With Foam Proportioner, Vertical Mounting, UL Listed, 12 Bar Working Pressure, 1651 Gallon Tank Size, 6" Carbon Steel Body and Stainless Steel Water Side Piping, Model LF-WSRCX | 47689.488 | 175258.8684
LIFECO |  |  | LIFECO-UK Pre-Piped Foam Bladder Tank With Foam Proportioner, Vertical Mounting, UL Listed, 12 Bar Working Pressure, 1717 Gallon Tank Size, 6" Carbon Steel Body and Stainless Steel Water Side Piping, Model LF-WSRCX | 48542.144 | 178392.3792
LIFECO |  |  | LIFECO-UK Pre-Piped Foam Bladder Tank With Foam Proportioner, Vertical Mounting, UL Listed, 12 Bar Working Pressure, 1783 Gallon Tank Size, 6" Carbon Steel Body and Stainless Steel Water Side Piping, Model LF-WSRCX | 49394.8 | 181525.89
LIFECO |  |  | LIFECO-UK Pre-Piped Foam Bladder Tank With Foam Proportioner, Vertical Mounting, UL Listed, 12 Bar Working Pressure, 1849 Gallon Tank Size, 6" Carbon Steel Body and Stainless Steel Water Side Piping, Model LF-WSRCX | 50101.912 | 184124.5266
LIFECO |  |  | LIFECO-UK Pre-Piped Foam Bladder Tank With Foam Proportioner, Vertical Mounting, UL Listed, 12 Bar Working Pressure, 1915 Gallon Tank Size, 6" Carbon Steel Body and Stainless Steel Water Side Piping, Model LF-WSRCX | 50954.568 | 187258.0374
LIFECO |  |  | LIFECO-UK Pre-Piped Foam Bladder Tank With Foam Proportioner, Vertical Mounting, UL Listed, 12 Bar Working Pressure, 1981 Gallon Tank Size, 6" Carbon Steel Body and Stainless Steel Water Side Piping, Model LF-WSRCX | 52027.472 | 191200.9596
LIFECO |  |  | LIFECO-UK Pre-Piped Foam Bladder Tank With Foam Proportioner, Vertical Mounting, UL Listed, 12 Bar Working Pressure, 291 Gallon Tank Size, 8" Carbon Steel Body and Stainless Steel Water Side Piping, Model LF-WSRCX | 22708.728 | 83454.5754
LIFECO |  |  | LIFECO-UK Pre-Piped Foam Bladder Tank With Foam Proportioner, Vertical Mounting, UL Listed, 12 Bar Working Pressure, 317 Gallon Tank Size, 8" Carbon Steel Body and Stainless Steel Water Side Piping, Model LF-WSRCX | 22994.664 | 84505.3902
LIFECO |  |  | LIFECO-UK Pre-Piped Foam Bladder Tank With Foam Proportioner, Vertical Mounting, UL Listed, 12 Bar Working Pressure, 343 Gallon Tank Size, 8" Carbon Steel Body and Stainless Steel Water Side Piping, Model LF-WSRCX | 23226.504 | 85357.4022
LIFECO |  |  | LIFECO-UK Pre-Piped Foam Bladder Tank With Foam Proportioner, Vertical Mounting, UL Listed, 12 Bar Working Pressure, 370 Gallon Tank Size, 8" Carbon Steel Body and Stainless Steel Water Side Piping, Model LF-WSRCX | 23549.792 | 86545.4856
LIFECO |  |  | LIFECO-UK Pre-Piped Foam Bladder Tank With Foam Proportioner, Vertical Mounting, UL Listed, 12 Bar Working Pressure, 396 Gallon Tank Size, 8" Carbon Steel Body and Stainless Steel Water Side Piping, Model LF-WSRCX | 23873.08 | 87733.569
LIFECO |  |  | LIFECO-UK Pre-Piped Foam Bladder Tank With Foam Proportioner, Vertical Mounting, UL Listed, 12 Bar Working Pressure, 423 Gallon Tank Size, 8" Carbon Steel Body and Stainless Steel Water Side Piping, Model LF-WSRCX | 24216.976 | 88997.3868
LIFECO |  |  | LIFECO-UK Pre-Piped Foam Bladder Tank With Foam Proportioner, Vertical Mounting, UL Listed, 12 Bar Working Pressure, 449 Gallon Tank Size, 8" Carbon Steel Body and Stainless Steel Water Side Piping, Model LF-WSRCX | 24630.424 | 90516.8082
LIFECO |  |  | LIFECO-UK Pre-Piped Foam Bladder Tank With Foam Proportioner, Vertical Mounting, UL Listed, 12 Bar Working Pressure, 476 Gallon Tank Size, 8" Carbon Steel Body and Stainless Steel Water Side Piping, Model LF-WSRCX | 25110.848 | 92282.3664
LIFECO |  |  | LIFECO-UK Pre-Piped Foam Bladder Tank With Foam Proportioner, Vertical Mounting, UL Listed, 12 Bar Working Pressure, 502 Gallon Tank Size, 8" Carbon Steel Body and Stainless Steel Water Side Piping, Model LF-WSRCX | 27810.496 | 102203.5728
LIFECO |  |  | LIFECO-UK Pre-Piped Foam Bladder Tank With Foam Proportioner, Vertical Mounting, UL Listed, 12 Bar Working Pressure, 528 Gallon Tank Size, 8" Carbon Steel Body and Stainless Steel Water Side Piping, Model LF-WSRCX | 28347.592 | 104177.4006
LIFECO |  |  | LIFECO-UK Pre-Piped Foam Bladder Tank With Foam Proportioner, Vertical Mounting, UL Listed, 12 Bar Working Pressure, 581 Gallon Tank Size, 8" Carbon Steel Body and Stainless Steel Water Side Piping, Model LF-WSRCX | 28969.696 | 106463.6328
LIFECO |  |  | LIFECO-UK Pre-Piped Foam Bladder Tank With Foam Proportioner, Vertical Mounting, UL Listed, 12 Bar Working Pressure, 634 Gallon Tank Size, 8" Carbon Steel Body and Stainless Steel Water Side Piping, Model LF-WSRCX | 29627.864 | 108882.4002
LIFECO |  |  | LIFECO-UK Pre-Piped Foam Bladder Tank With Foam Proportioner, Vertical Mounting, UL Listed, 12 Bar Working Pressure, 687 Gallon Tank Size, 8" Carbon Steel Body and Stainless Steel Water Side Piping, Model LF-WSRCX | 30539.768 | 112233.6474
LIFECO |  |  | LIFECO-UK Pre-Piped Foam Bladder Tank With Foam Proportioner, Vertical Mounting, UL Listed, 12 Bar Working Pressure, 740 Gallon Tank Size, 8" Carbon Steel Body and Stainless Steel Water Side Piping, Model LF-WSRCX | 31270.064 | 114917.4852
LIFECO |  |  | LIFECO-UK Pre-Piped Foam Bladder Tank With Foam Proportioner, Vertical Mounting, UL Listed, 12 Bar Working Pressure, 793 Gallon Tank Size, 8" Carbon Steel Body and Stainless Steel Water Side Piping, Model LF-WSRCX | 32834.984 | 120668.5662
LIFECO |  |  | LIFECO-UK Pre-Piped Foam Bladder Tank With Foam Proportioner, Vertical Mounting, UL Listed, 12 Bar Working Pressure, 859 Gallon Tank Size, 8" Carbon Steel Body and Stainless Steel Water Side Piping, Model LF-WSRCX | 34115.256 | 125373.5658
LIFECO |  |  | LIFECO-UK Pre-Piped Foam Bladder Tank With Foam Proportioner, Vertical Mounting, UL Listed, 12 Bar Working Pressure, 925 Gallon Tank Size, 8" Carbon Steel Body and Stainless Steel Water Side Piping, Model LF-WSRCX | 35408.408 | 130125.8994
LIFECO |  |  | LIFECO-UK Pre-Piped Foam Bladder Tank With Foam Proportioner, Vertical Mounting, UL Listed, 12 Bar Working Pressure, 991 Gallon Tank Size, 8" Carbon Steel Body and Stainless Steel Water Side Piping, Model LF-WSRCX | 36701.56 | 134878.233
LIFECO |  |  | LIFECO-UK Pre-Piped Foam Bladder Tank With Foam Proportioner, Vertical Mounting, UL Listed, 12 Bar Working Pressure, 1057 Gallon Tank Size, 8" Carbon Steel Body and Stainless Steel Water Side Piping, Model LF-WSRCX | 37479.512 | 137737.2066
LIFECO |  |  | LIFECO-UK Pre-Piped Foam Bladder Tank With Foam Proportioner, Vertical Mounting, UL Listed, 12 Bar Working Pressure, 1123 Gallon Tank Size, 8" Carbon Steel Body and Stainless Steel Water Side Piping, Model LF-WSRCX | 37904.552 | 139299.2286
LIFECO |  |  | LIFECO-UK Pre-Piped Foam Bladder Tank With Foam Proportioner, Vertical Mounting, UL Listed, 12 Bar Working Pressure, 1189 Gallon Tank Size, 8" Carbon Steel Body and Stainless Steel Water Side Piping, Model LF-WSRCX | 39066.328 | 143568.7554
LIFECO |  |  | LIFECO-UK Pre-Piped Foam Bladder Tank With Foam Proportioner, Vertical Mounting, UL Listed, 12 Bar Working Pressure, 1255 Gallon Tank Size, 8" Carbon Steel Body and Stainless Steel Water Side Piping, Model LF-WSRCX | 39804.352 | 146280.9936
LIFECO |  |  | LIFECO-UK Pre-Piped Foam Bladder Tank With Foam Proportioner, Vertical Mounting, UL Listed, 12 Bar Working Pressure, 1321 Gallon Tank Size, 8" Carbon Steel Body and Stainless Steel Water Side Piping, Model LF-WSRCX | 44514.568 | 163591.0374
LIFECO |  |  | LIFECO-UK Pre-Piped Foam Bladder Tank With Foam Proportioner, Vertical Mounting, UL Listed, 12 Bar Working Pressure, 1387 Gallon Tank Size, 8" Carbon Steel Body and Stainless Steel Water Side Piping, Model LF-WSRCX | 45189.48 | 166071.339
LIFECO |  |  | LIFECO-UK Pre-Piped Foam Bladder Tank With Foam Proportioner, Vertical Mounting, UL Listed, 12 Bar Working Pressure, 1453 Gallon Tank Size, 8" Carbon Steel Body and Stainless Steel Water Side Piping, Model LF-WSRCX | 46259.808 | 170004.7944
LIFECO |  |  | LIFECO-UK Pre-Piped Foam Bladder Tank With Foam Proportioner, Vertical Mounting, UL Listed, 12 Bar Working Pressure, 1519 Gallon Tank Size, 8" Carbon Steel Body and Stainless Steel Water Side Piping, Model LF-WSRCX | 46894.792 | 172338.3606
LIFECO |  |  | LIFECO-UK Pre-Piped Foam Bladder Tank With Foam Proportioner, Vertical Mounting, UL Listed, 12 Bar Working Pressure, 1585 Gallon Tank Size, 8" Carbon Steel Body and Stainless Steel Water Side Piping, Model LF-WSRCX | 49083.104 | 180380.4072
LIFECO |  |  | LIFECO-UK Pre-Piped Foam Bladder Tank With Foam Proportioner, Vertical Mounting, UL Listed, 12 Bar Working Pressure, 1651 Gallon Tank Size, 8" Carbon Steel Body and Stainless Steel Water Side Piping, Model LF-WSRCX | 49864.92 | 183253.581
LIFECO |  |  | LIFECO-UK Pre-Piped Foam Bladder Tank With Foam Proportioner, Vertical Mounting, UL Listed, 12 Bar Working Pressure, 1717 Gallon Tank Size, 8" Carbon Steel Body and Stainless Steel Water Side Piping, Model LF-WSRCX | 50716.288 | 186382.3584
LIFECO |  |  | LIFECO-UK Pre-Piped Foam Bladder Tank With Foam Proportioner, Vertical Mounting, UL Listed, 12 Bar Working Pressure, 1783 Gallon Tank Size, 8" Carbon Steel Body and Stainless Steel Water Side Piping, Model LF-WSRCX | 51568.944 | 189515.8692
LIFECO |  |  | LIFECO-UK Pre-Piped Foam Bladder Tank With Foam Proportioner, Vertical Mounting, UL Listed, 12 Bar Working Pressure, 1849 Gallon Tank Size, 8" Carbon Steel Body and Stainless Steel Water Side Piping, Model LF-WSRCX | 52279.92 | 192128.706
LIFECO |  |  | LIFECO-UK Pre-Piped Foam Bladder Tank With Foam Proportioner, Vertical Mounting, UL Listed, 12 Bar Working Pressure, 1915 Gallon Tank Size, 8" Carbon Steel Body and Stainless Steel Water Side Piping, Model LF-WSRCX | 53131.288 | 195257.4834
LIFECO |  |  | LIFECO-UK Pre-Piped Foam Bladder Tank With Foam Proportioner, Vertical Mounting, UL Listed, 12 Bar Working Pressure, 1981 Gallon Tank Size, 8" Carbon Steel Body and Stainless Steel Water Side Piping, Model LF-WSRCX | 54202.904 | 199195.6722
LIFECO UL Listed Horizontal Foam Bladder Tank and Foam Proportioner
LIFECO |  |  | LIFECO-UK Pre-Piped Foam Bladder Tank With Foam Proportioner, Horitontal Mounting, UL Listed, 12 Bar Working Pressure, 2047 Gallon Tank Size, 2.5" Carbon Steel Body and Stainless Steel Water Side Piping, Model LF-WSRCX | 50282.232 | 184787.2026
LIFECO |  |  | LIFECO-UK Pre-Piped Foam Bladder Tank With Foam Proportioner, Horitontal Mounting, UL Listed, 12 Bar Working Pressure, 2113 Gallon Tank Size, 2.5" Carbon Steel Body and Stainless Steel Water Side Piping, Model LF-WSRCX | 51208.304 | 188190.5172
LIFECO |  |  | LIFECO-UK Pre-Piped Foam Bladder Tank With Foam Proportioner, Horitontal Mounting, UL Listed, 12 Bar Working Pressure, 2179 Gallon Tank Size, 2.5" Carbon Steel Body and Stainless Steel Water Side Piping, Model LF-WSRCX | 51616.6 | 189691.005
LIFECO |  |  | LIFECO-UK Pre-Piped Foam Bladder Tank With Foam Proportioner, Horitontal Mounting, UL Listed, 12 Bar Working Pressure, 2245 Gallon Tank Size, 2.5" Carbon Steel Body and Stainless Steel Water Side Piping, Model LF-WSRCX | 52389.4 | 192531.045
LIFECO |  |  | LIFECO-UK Pre-Piped Foam Bladder Tank With Foam Proportioner, Horitontal Mounting, UL Listed, 12 Bar Working Pressure, 2312 Gallon Tank Size, 2.5" Carbon Steel Body and Stainless Steel Water Side Piping, Model LF-WSRCX | 53162.2 | 195371.085
LIFECO |  |  | LIFECO-UK Pre-Piped Foam Bladder Tank With Foam Proportioner, Horitontal Mounting, UL Listed, 12 Bar Working Pressure, 2378 Gallon Tank Size, 2.5" Carbon Steel Body and Stainless Steel Water Side Piping, Model LF-WSRCX | 53862.872 | 197946.0546
LIFECO |  |  | LIFECO-UK Pre-Piped Foam Bladder Tank With Foam Proportioner, Horitontal Mounting, UL Listed, 12 Bar Working Pressure, 2444 Gallon Tank Size, 2.5" Carbon Steel Body and Stainless Steel Water Side Piping, Model LF-WSRCX | 54639.536 | 200800.2948
LIFECO |  |  | LIFECO-UK Pre-Piped Foam Bladder Tank With Foam Proportioner, Horitontal Mounting, UL Listed, 12 Bar Working Pressure, 2510 Gallon Tank Size, 2.5" Carbon Steel Body and Stainless Steel Water Side Piping, Model LF-WSRCX | 56315.224 | 206958.4482
LIFECO |  |  | LIFECO-UK Pre-Piped Foam Bladder Tank With Foam Proportioner, Horitontal Mounting, UL Listed, 12 Bar Working Pressure, 2576 Gallon Tank Size, 2.5" Carbon Steel Body and Stainless Steel Water Side Piping, Model LF-WSRCX | 57416.464 | 211005.5052
LIFECO |  |  | LIFECO-UK Pre-Piped Foam Bladder Tank With Foam Proportioner, Horitontal Mounting, UL Listed, 12 Bar Working Pressure, 2642 Gallon Tank Size, 2.5" Carbon Steel Body and Stainless Steel Water Side Piping, Model LF-WSRCX | 57971.592 | 213045.6006
LIFECO |  |  | LIFECO-UK Pre-Piped Foam Bladder Tank With Foam Proportioner, Horitontal Mounting, UL Listed, 12 Bar Working Pressure, 2774 Gallon Tank Size, 2.5" Carbon Steel Body and Stainless Steel Water Side Piping, Model LF-WSRCX | 59084.424 | 217135.2582
LIFECO |  |  | LIFECO-UK Pre-Piped Foam Bladder Tank With Foam Proportioner, Horitontal Mounting, UL Listed, 12 Bar Working Pressure, 2906 Gallon Tank Size, 2.5" Carbon Steel Body and Stainless Steel Water Side Piping, Model LF-WSRCX | 60706.016 | 223094.6088
LIFECO |  |  | LIFECO-UK Pre-Piped Foam Bladder Tank With Foam Proportioner, Horitontal Mounting, UL Listed, 12 Bar Working Pressure, 3038 Gallon Tank Size, 2.5" Carbon Steel Body and Stainless Steel Water Side Piping, Model LF-WSRCX | 62180.776 | 228514.3518
LIFECO |  |  | LIFECO-UK Pre-Piped Foam Bladder Tank With Foam Proportioner, Horitontal Mounting, UL Listed, 12 Bar Working Pressure, 3170 Gallon Tank Size, 2.5" Carbon Steel Body and Stainless Steel Water Side Piping, Model LF-WSRCX | 64054.816 | 235401.4488
LIFECO |  |  | LIFECO-UK Pre-Piped Foam Bladder Tank With Foam Proportioner, Horitontal Mounting, UL Listed, 12 Bar Working Pressure, 3302 Gallon Tank Size, 2.5" Carbon Steel Body and Stainless Steel Water Side Piping, Model LF-WSRCX | 65529.576 | 240821.1918
LIFECO |  |  | LIFECO-UK Pre-Piped Foam Bladder Tank With Foam Proportioner, Horitontal Mounting, UL Listed, 12 Bar Working Pressure, 3434 Gallon Tank Size, 2.5" Carbon Steel Body and Stainless Steel Water Side Piping, Model LF-WSRCX | 67006.912 | 246250.4016
LIFECO |  |  | LIFECO-UK Pre-Piped Foam Bladder Tank With Foam Proportioner, Horitontal Mounting, UL Listed, 12 Bar Working Pressure, 3566 Gallon Tank Size, 2.5" Carbon Steel Body and Stainless Steel Water Side Piping, Model LF-WSRCX | 69059.984 | 253795.4412
LIFECO |  |  | LIFECO-UK Pre-Piped Foam Bladder Tank With Foam Proportioner, Horitontal Mounting, UL Listed, 12 Bar Working Pressure, 3698 Gallon Tank Size, 2.5" Carbon Steel Body and Stainless Steel Water Side Piping, Model LF-WSRCX | 70644.224 | 259617.5232
LIFECO |  |  | LIFECO-UK Pre-Piped Foam Bladder Tank With Foam Proportioner, Horitontal Mounting, UL Listed, 12 Bar Working Pressure, 3830 Gallon Tank Size, 2.5" Carbon Steel Body and Stainless Steel Water Side Piping, Model LF-WSRCX | 72264.528 | 265572.1404
LIFECO |  |  | LIFECO-UK Pre-Piped Foam Bladder Tank With Foam Proportioner, Horitontal Mounting, UL Listed, 12 Bar Working Pressure, 3963 Gallon Tank Size, 2.5" Carbon Steel Body and Stainless Steel Water Side Piping, Model LF-WSRCX | 73956.96 | 271791.828
LIFECO |  |  | LIFECO-UK Pre-Piped Foam Bladder Tank With Foam Proportioner, Horitontal Mounting, UL Listed, 12 Bar Working Pressure, 2047 Gallon Tank Size, 3" Carbon Steel Body and Stainless Steel Water Side Piping, Model LF-WSRCX | 50668.632 | 186207.2226
LIFECO |  |  | LIFECO-UK Pre-Piped Foam Bladder Tank With Foam Proportioner, Horitontal Mounting, UL Listed, 12 Bar Working Pressure, 2113 Gallon Tank Size, 3" Carbon Steel Body and Stainless Steel Water Side Piping, Model LF-WSRCX | 51595.992 | 189615.2706
LIFECO |  |  | LIFECO-UK Pre-Piped Foam Bladder Tank With Foam Proportioner, Horitontal Mounting, UL Listed, 12 Bar Working Pressure, 2179 Gallon Tank Size, 3" Carbon Steel Body and Stainless Steel Water Side Piping, Model LF-WSRCX | 51999.136 | 191096.8248
LIFECO |  |  | LIFECO-UK Pre-Piped Foam Bladder Tank With Foam Proportioner, Horitontal Mounting, UL Listed, 12 Bar Working Pressure, 2245 Gallon Tank Size, 3" Carbon Steel Body and Stainless Steel Water Side Piping, Model LF-WSRCX | 52773.224 | 193941.5982
LIFECO |  |  | LIFECO-UK Pre-Piped Foam Bladder Tank With Foam Proportioner, Horitontal Mounting, UL Listed, 12 Bar Working Pressure, 2312 Gallon Tank Size, 3" Carbon Steel Body and Stainless Steel Water Side Piping, Model LF-WSRCX | 53546.024 | 196781.6382
LIFECO |  |  | LIFECO-UK Pre-Piped Foam Bladder Tank With Foam Proportioner, Horitontal Mounting, UL Listed, 12 Bar Working Pressure, 2378 Gallon Tank Size, 3" Carbon Steel Body and Stainless Steel Water Side Piping, Model LF-WSRCX | 54247.984 | 199361.3412
LIFECO |  |  | LIFECO-UK Pre-Piped Foam Bladder Tank With Foam Proportioner, Horitontal Mounting, UL Listed, 12 Bar Working Pressure, 2444 Gallon Tank Size, 3" Carbon Steel Body and Stainless Steel Water Side Piping, Model LF-WSRCX | 55022.072 | 202206.1146
LIFECO |  |  | LIFECO-UK Pre-Piped Foam Bladder Tank With Foam Proportioner, Horitontal Mounting, UL Listed, 12 Bar Working Pressure, 2510 Gallon Tank Size, 3" Carbon Steel Body and Stainless Steel Water Side Piping, Model LF-WSRCX | 56700.336 | 208373.7348
LIFECO |  |  | LIFECO-UK Pre-Piped Foam Bladder Tank With Foam Proportioner, Horitontal Mounting, UL Listed, 12 Bar Working Pressure, 2576 Gallon Tank Size, 3" Carbon Steel Body and Stainless Steel Water Side Piping, Model LF-WSRCX | 57800.288 | 212416.0584
LIFECO |  |  | LIFECO-UK Pre-Piped Foam Bladder Tank With Foam Proportioner, Horitontal Mounting, UL Listed, 12 Bar Working Pressure, 2642 Gallon Tank Size, 3" Carbon Steel Body and Stainless Steel Water Side Piping, Model LF-WSRCX | 58356.704 | 214460.8872
LIFECO |  |  | LIFECO-UK Pre-Piped Foam Bladder Tank With Foam Proportioner, Horitontal Mounting, UL Listed, 12 Bar Working Pressure, 2774 Gallon Tank Size, 3" Carbon Steel Body and Stainless Steel Water Side Piping, Model LF-WSRCX | 59469.536 | 218550.5448
LIFECO |  |  | LIFECO-UK Pre-Piped Foam Bladder Tank With Foam Proportioner, Horitontal Mounting, UL Listed, 12 Bar Working Pressure, 2906 Gallon Tank Size, 3" Carbon Steel Body and Stainless Steel Water Side Piping, Model LF-WSRCX | 61089.84 | 224505.162
LIFECO |  |  | LIFECO-UK Pre-Piped Foam Bladder Tank With Foam Proportioner, Horitontal Mounting, UL Listed, 12 Bar Working Pressure, 3038 Gallon Tank Size, 3" Carbon Steel Body and Stainless Steel Water Side Piping, Model LF-WSRCX | 62564.6 | 229924.905
LIFECO |  |  | LIFECO-UK Pre-Piped Foam Bladder Tank With Foam Proportioner, Horitontal Mounting, UL Listed, 12 Bar Working Pressure, 3170 Gallon Tank Size, 3" Carbon Steel Body and Stainless Steel Water Side Piping, Model LF-WSRCX | 64438.64 | 236812.002
LIFECO |  |  | LIFECO-UK Pre-Piped Foam Bladder Tank With Foam Proportioner, Horitontal Mounting, UL Listed, 12 Bar Working Pressure, 3302 Gallon Tank Size, 3" Carbon Steel Body and Stainless Steel Water Side Piping, Model LF-WSRCX | 65913.4 | 242231.745
LIFECO |  |  | LIFECO-UK Pre-Piped Foam Bladder Tank With Foam Proportioner, Horitontal Mounting, UL Listed, 12 Bar Working Pressure, 3434 Gallon Tank Size, 3" Carbon Steel Body and Stainless Steel Water Side Piping, Model LF-WSRCX | 67388.16 | 247651.488
LIFECO |  |  | LIFECO-UK Pre-Piped Foam Bladder Tank With Foam Proportioner, Horitontal Mounting, UL Listed, 12 Bar Working Pressure, 3566 Gallon Tank Size, 3" Carbon Steel Body and Stainless Steel Water Side Piping, Model LF-WSRCX | 69442.52 | 255201.261
LIFECO |  |  | LIFECO-UK Pre-Piped Foam Bladder Tank With Foam Proportioner, Horitontal Mounting, UL Listed, 12 Bar Working Pressure, 3698 Gallon Tank Size, 3" Carbon Steel Body and Stainless Steel Water Side Piping, Model LF-WSRCX | 71028.048 | 261028.0764
LIFECO |  |  | LIFECO-UK Pre-Piped Foam Bladder Tank With Foam Proportioner, Horitontal Mounting, UL Listed, 12 Bar Working Pressure, 3830 Gallon Tank Size, 3" Carbon Steel Body and Stainless Steel Water Side Piping, Model LF-WSRCX | 72645.776 | 266973.2268
LIFECO |  |  | LIFECO-UK Pre-Piped Foam Bladder Tank With Foam Proportioner, Horitontal Mounting, UL Listed, 12 Bar Working Pressure, 3963 Gallon Tank Size, 3" Carbon Steel Body and Stainless Steel Water Side Piping, Model LF-WSRCX | 74340.784 | 273202.3812
LIFECO |  |  | LIFECO-UK Pre-Piped Foam Bladder Tank With Foam Proportioner, Horitontal Mounting, UL Listed, 12 Bar Working Pressure, 2047 Gallon Tank Size, 4" Carbon Steel Body and Stainless Steel Water Side Piping, Model LF-WSRCX | 51182.544 | 188095.8492
LIFECO |  |  | LIFECO-UK Pre-Piped Foam Bladder Tank With Foam Proportioner, Horitontal Mounting, UL Listed, 12 Bar Working Pressure, 2113 Gallon Tank Size, 4" Carbon Steel Body and Stainless Steel Water Side Piping, Model LF-WSRCX | 52107.328 | 191494.4304
LIFECO |  |  | LIFECO-UK Pre-Piped Foam Bladder Tank With Foam Proportioner, Horitontal Mounting, UL Listed, 12 Bar Working Pressure, 2179 Gallon Tank Size, 4" Carbon Steel Body and Stainless Steel Water Side Piping, Model LF-WSRCX | 52506.608 | 192961.7844
LIFECO |  |  | LIFECO-UK Pre-Piped Foam Bladder Tank With Foam Proportioner, Horitontal Mounting, UL Listed, 12 Bar Working Pressure, 2245 Gallon Tank Size, 4" Carbon Steel Body and Stainless Steel Water Side Piping, Model LF-WSRCX | 53281.984 | 195811.2912
LIFECO |  |  | LIFECO-UK Pre-Piped Foam Bladder Tank With Foam Proportioner, Horitontal Mounting, UL Listed, 12 Bar Working Pressure, 2312 Gallon Tank Size, 4" Carbon Steel Body and Stainless Steel Water Side Piping, Model LF-WSRCX | 54056.072 | 198656.0646
LIFECO |  |  | LIFECO-UK Pre-Piped Foam Bladder Tank With Foam Proportioner, Horitontal Mounting, UL Listed, 12 Bar Working Pressure, 2378 Gallon Tank Size, 4" Carbon Steel Body and Stainless Steel Water Side Piping, Model LF-WSRCX | 54756.744 | 201231.0342
LIFECO |  |  | LIFECO-UK Pre-Piped Foam Bladder Tank With Foam Proportioner, Horitontal Mounting, UL Listed, 12 Bar Working Pressure, 2444 Gallon Tank Size, 4" Carbon Steel Body and Stainless Steel Water Side Piping, Model LF-WSRCX | 55529.544 | 204071.0742
LIFECO |  |  | LIFECO-UK Pre-Piped Foam Bladder Tank With Foam Proportioner, Horitontal Mounting, UL Listed, 12 Bar Working Pressure, 2510 Gallon Tank Size, 4" Carbon Steel Body and Stainless Steel Water Side Piping, Model LF-WSRCX | 57210.384 | 210248.1612
LIFECO |  |  | LIFECO-UK Pre-Piped Foam Bladder Tank With Foam Proportioner, Horitontal Mounting, UL Listed, 12 Bar Working Pressure, 2576 Gallon Tank Size, 4" Carbon Steel Body and Stainless Steel Water Side Piping, Model LF-WSRCX | 58310.336 | 214290.4848
LIFECO |  |  | LIFECO-UK Pre-Piped Foam Bladder Tank With Foam Proportioner, Horitontal Mounting, UL Listed, 12 Bar Working Pressure, 2642 Gallon Tank Size, 4" Carbon Steel Body and Stainless Steel Water Side Piping, Model LF-WSRCX | 58866.752 | 216335.3136
LIFECO |  |  | LIFECO-UK Pre-Piped Foam Bladder Tank With Foam Proportioner, Horitontal Mounting, UL Listed, 12 Bar Working Pressure, 2774 Gallon Tank Size, 4" Carbon Steel Body and Stainless Steel Water Side Piping, Model LF-WSRCX | 59979.584 | 220424.9712
LIFECO |  |  | LIFECO-UK Pre-Piped Foam Bladder Tank With Foam Proportioner, Horitontal Mounting, UL Listed, 12 Bar Working Pressure, 2906 Gallon Tank Size, 4" Carbon Steel Body and Stainless Steel Water Side Piping, Model LF-WSRCX | 61599.888 | 226379.5884
LIFECO |  |  | LIFECO-UK Pre-Piped Foam Bladder Tank With Foam Proportioner, Horitontal Mounting, UL Listed, 12 Bar Working Pressure, 3038 Gallon Tank Size, 4" Carbon Steel Body and Stainless Steel Water Side Piping, Model LF-WSRCX | 63073.36 | 231794.598
LIFECO |  |  | LIFECO-UK Pre-Piped Foam Bladder Tank With Foam Proportioner, Horitontal Mounting, UL Listed, 12 Bar Working Pressure, 3170 Gallon Tank Size, 4" Carbon Steel Body and Stainless Steel Water Side Piping, Model LF-WSRCX | 64947.4 | 238681.695
LIFECO |  |  | LIFECO-UK Pre-Piped Foam Bladder Tank With Foam Proportioner, Horitontal Mounting, UL Listed, 12 Bar Working Pressure, 3302 Gallon Tank Size, 4" Carbon Steel Body and Stainless Steel Water Side Piping, Model LF-WSRCX | 66422.16 | 244101.438
LIFECO |  |  | LIFECO-UK Pre-Piped Foam Bladder Tank With Foam Proportioner, Horitontal Mounting, UL Listed, 12 Bar Working Pressure, 3434 Gallon Tank Size, 4" Carbon Steel Body and Stainless Steel Water Side Piping, Model LF-WSRCX | 67896.92 | 249521.181
LIFECO |  |  | LIFECO-UK Pre-Piped Foam Bladder Tank With Foam Proportioner, Horitontal Mounting, UL Listed, 12 Bar Working Pressure, 3566 Gallon Tank Size, 4" Carbon Steel Body and Stainless Steel Water Side Piping, Model LF-WSRCX | 69952.568 | 257075.6874
LIFECO |  |  | LIFECO-UK Pre-Piped Foam Bladder Tank With Foam Proportioner, Horitontal Mounting, UL Listed, 12 Bar Working Pressure, 3698 Gallon Tank Size, 4" Carbon Steel Body and Stainless Steel Water Side Piping, Model LF-WSRCX | 71534.232 | 262888.3026
LIFECO |  |  | LIFECO-UK Pre-Piped Foam Bladder Tank With Foam Proportioner, Horitontal Mounting, UL Listed, 12 Bar Working Pressure, 3830 Gallon Tank Size, 4" Carbon Steel Body and Stainless Steel Water Side Piping, Model LF-WSRCX | 73155.824 | 268847.6532
LIFECO |  |  | LIFECO-UK Pre-Piped Foam Bladder Tank With Foam Proportioner, Horitontal Mounting, UL Listed, 12 Bar Working Pressure, 3963 Gallon Tank Size, 4" Carbon Steel Body and Stainless Steel Water Side Piping, Model LF-WSRCX | 74846.968 | 275062.6074
LIFECO |  |  | LIFECO-UK Pre-Piped Foam Bladder Tank With Foam Proportioner, Horitontal Mounting, UL Listed, 12 Bar Working Pressure, 2047 Gallon Tank Size, 6" Carbon Steel Body and Stainless Steel Water Side Piping, Model LF-WSRCX | 53172.504 | 195408.9522
LIFECO |  |  | LIFECO-UK Pre-Piped Foam Bladder Tank With Foam Proportioner, Horitontal Mounting, UL Listed, 12 Bar Working Pressure, 2113 Gallon Tank Size, 6" Carbon Steel Body and Stainless Steel Water Side Piping, Model LF-WSRCX | 54096 | 198802.8
LIFECO |  |  | LIFECO-UK Pre-Piped Foam Bladder Tank With Foam Proportioner, Horitontal Mounting, UL Listed, 12 Bar Working Pressure, 2179 Gallon Tank Size, 6" Carbon Steel Body and Stainless Steel Water Side Piping, Model LF-WSRCX | 54481.112 | 200218.0866
LIFECO |  |  | LIFECO-UK Pre-Piped Foam Bladder Tank With Foam Proportioner, Horitontal Mounting, UL Listed, 12 Bar Working Pressure, 2245 Gallon Tank Size, 6" Carbon Steel Body and Stainless Steel Water Side Piping, Model LF-WSRCX | 55256.488 | 203067.5934
LIFECO |  |  | LIFECO-UK Pre-Piped Foam Bladder Tank With Foam Proportioner, Horitontal Mounting, UL Listed, 12 Bar Working Pressure, 2312 Gallon Tank Size, 6" Carbon Steel Body and Stainless Steel Water Side Piping, Model LF-WSRCX | 56028 | 205902.9
LIFECO |  |  | LIFECO-UK Pre-Piped Foam Bladder Tank With Foam Proportioner, Horitontal Mounting, UL Listed, 12 Bar Working Pressure, 2378 Gallon Tank Size, 6" Carbon Steel Body and Stainless Steel Water Side Piping, Model LF-WSRCX | 56729.96 | 208482.603
LIFECO |  |  | LIFECO-UK Pre-Piped Foam Bladder Tank With Foam Proportioner, Horitontal Mounting, UL Listed, 12 Bar Working Pressure, 2444 Gallon Tank Size, 6" Carbon Steel Body and Stainless Steel Water Side Piping, Model LF-WSRCX | 57504.048 | 211327.3764
LIFECO |  |  | LIFECO-UK Pre-Piped Foam Bladder Tank With Foam Proportioner, Horitontal Mounting, UL Listed, 12 Bar Working Pressure, 2510 Gallon Tank Size, 6" Carbon Steel Body and Stainless Steel Water Side Piping, Model LF-WSRCX | 59182.312 | 217494.9966
LIFECO |  |  | LIFECO-UK Pre-Piped Foam Bladder Tank With Foam Proportioner, Horitontal Mounting, UL Listed, 12 Bar Working Pressure, 2576 Gallon Tank Size, 6" Carbon Steel Body and Stainless Steel Water Side Piping, Model LF-WSRCX | 60284.84 | 221546.787
LIFECO |  |  | LIFECO-UK Pre-Piped Foam Bladder Tank With Foam Proportioner, Horitontal Mounting, UL Listed, 12 Bar Working Pressure, 2642 Gallon Tank Size, 6" Carbon Steel Body and Stainless Steel Water Side Piping, Model LF-WSRCX | 60838.68 | 223582.149
LIFECO |  |  | LIFECO-UK Pre-Piped Foam Bladder Tank With Foam Proportioner, Horitontal Mounting, UL Listed, 12 Bar Working Pressure, 2774 Gallon Tank Size, 6" Carbon Steel Body and Stainless Steel Water Side Piping, Model LF-WSRCX | 61951.512 | 227671.8066
LIFECO |  |  | LIFECO-UK Pre-Piped Foam Bladder Tank With Foam Proportioner, Horitontal Mounting, UL Listed, 12 Bar Working Pressure, 2906 Gallon Tank Size, 6" Carbon Steel Body and Stainless Steel Water Side Piping, Model LF-WSRCX | 63573.104 | 233631.1572
LIFECO |  |  | LIFECO-UK Pre-Piped Foam Bladder Tank With Foam Proportioner, Horitontal Mounting, UL Listed, 12 Bar Working Pressure, 3038 Gallon Tank Size, 6" Carbon Steel Body and Stainless Steel Water Side Piping, Model LF-WSRCX | 65047.864 | 239050.9002
LIFECO |  |  | LIFECO-UK Pre-Piped Foam Bladder Tank With Foam Proportioner, Horitontal Mounting, UL Listed, 12 Bar Working Pressure, 3170 Gallon Tank Size, 6" Carbon Steel Body and Stainless Steel Water Side Piping, Model LF-WSRCX | 66921.904 | 245937.9972
LIFECO |  |  | LIFECO-UK Pre-Piped Foam Bladder Tank With Foam Proportioner, Horitontal Mounting, UL Listed, 12 Bar Working Pressure, 3302 Gallon Tank Size, 6" Carbon Steel Body and Stainless Steel Water Side Piping, Model LF-WSRCX | 68396.664 | 251357.7402
LIFECO |  |  | LIFECO-UK Pre-Piped Foam Bladder Tank With Foam Proportioner, Horitontal Mounting, UL Listed, 12 Bar Working Pressure, 3434 Gallon Tank Size, 6" Carbon Steel Body and Stainless Steel Water Side Piping, Model LF-WSRCX | 69870.136 | 256772.7498
LIFECO |  |  | LIFECO-UK Pre-Piped Foam Bladder Tank With Foam Proportioner, Horitontal Mounting, UL Listed, 12 Bar Working Pressure, 3566 Gallon Tank Size, 6" Carbon Steel Body and Stainless Steel Water Side Piping, Model LF-WSRCX | 71927.072 | 264331.9896
LIFECO |  |  | LIFECO-UK Pre-Piped Foam Bladder Tank With Foam Proportioner, Horitontal Mounting, UL Listed, 12 Bar Working Pressure, 3698 Gallon Tank Size, 6" Carbon Steel Body and Stainless Steel Water Side Piping, Model LF-WSRCX | 73508.736 | 270144.6048
LIFECO |  |  | LIFECO-UK Pre-Piped Foam Bladder Tank With Foam Proportioner, Horitontal Mounting, UL Listed, 12 Bar Working Pressure, 3830 Gallon Tank Size, 6" Carbon Steel Body and Stainless Steel Water Side Piping, Model LF-WSRCX | 75130.328 | 276103.9554
LIFECO |  |  | LIFECO-UK Pre-Piped Foam Bladder Tank With Foam Proportioner, Horitontal Mounting, UL Listed, 12 Bar Working Pressure, 3963 Gallon Tank Size, 6" Carbon Steel Body and Stainless Steel Water Side Piping, Model LF-WSRCX | 76821.472 | 282318.9096
LIFECO |  |  | LIFECO-UK Pre-Piped Foam Bladder Tank With Foam Proportioner, Horitontal Mounting, UL Listed, 12 Bar Working Pressure, 2047 Gallon Tank Size, 8" Carbon Steel Body and Stainless Steel Water Side Piping, Model LF-WSRCX | 55347.936 | 203403.6648
LIFECO |  |  | LIFECO-UK Pre-Piped Foam Bladder Tank With Foam Proportioner, Horitontal Mounting, UL Listed, 12 Bar Working Pressure, 2113 Gallon Tank Size, 8" Carbon Steel Body and Stainless Steel Water Side Piping, Model LF-WSRCX | 56272.72 | 206802.246
LIFECO |  |  | LIFECO-UK Pre-Piped Foam Bladder Tank With Foam Proportioner, Horitontal Mounting, UL Listed, 12 Bar Working Pressure, 2179 Gallon Tank Size, 8" Carbon Steel Body and Stainless Steel Water Side Piping, Model LF-WSRCX | 56655.256 | 208208.0658
LIFECO |  |  | LIFECO-UK Pre-Piped Foam Bladder Tank With Foam Proportioner, Horitontal Mounting, UL Listed, 12 Bar Working Pressure, 2245 Gallon Tank Size, 8" Carbon Steel Body and Stainless Steel Water Side Piping, Model LF-WSRCX | 57431.92 | 211062.306
LIFECO |  |  | LIFECO-UK Pre-Piped Foam Bladder Tank With Foam Proportioner, Horitontal Mounting, UL Listed, 12 Bar Working Pressure, 2312 Gallon Tank Size, 8" Carbon Steel Body and Stainless Steel Water Side Piping, Model LF-WSRCX | 58204.72 | 213902.346
LIFECO |  |  | LIFECO-UK Pre-Piped Foam Bladder Tank With Foam Proportioner, Horitontal Mounting, UL Listed, 12 Bar Working Pressure, 2378 Gallon Tank Size, 8" Carbon Steel Body and Stainless Steel Water Side Piping, Model LF-WSRCX | 58906.68 | 216482.049
LIFECO |  |  | LIFECO-UK Pre-Piped Foam Bladder Tank With Foam Proportioner, Horitontal Mounting, UL Listed, 12 Bar Working Pressure, 2444 Gallon Tank Size, 8" Carbon Steel Body and Stainless Steel Water Side Piping, Model LF-WSRCX | 59679.48 | 219322.089
LIFECO |  |  | LIFECO-UK Pre-Piped Foam Bladder Tank With Foam Proportioner, Horitontal Mounting, UL Listed, 12 Bar Working Pressure, 2510 Gallon Tank Size, 8" Carbon Steel Body and Stainless Steel Water Side Piping, Model LF-WSRCX | 61359.032 | 225494.4426
LIFECO |  |  | LIFECO-UK Pre-Piped Foam Bladder Tank With Foam Proportioner, Horitontal Mounting, UL Listed, 12 Bar Working Pressure, 2576 Gallon Tank Size, 8" Carbon Steel Body and Stainless Steel Water Side Piping, Model LF-WSRCX | 62460.272 | 229541.4996
LIFECO |  |  | LIFECO-UK Pre-Piped Foam Bladder Tank With Foam Proportioner, Horitontal Mounting, UL Listed, 12 Bar Working Pressure, 2642 Gallon Tank Size, 8" Carbon Steel Body and Stainless Steel Water Side Piping, Model LF-WSRCX | 63015.4 | 231581.595
LIFECO |  |  | LIFECO-UK Pre-Piped Foam Bladder Tank With Foam Proportioner, Horitontal Mounting, UL Listed, 12 Bar Working Pressure, 2774 Gallon Tank Size, 8" Carbon Steel Body and Stainless Steel Water Side Piping, Model LF-WSRCX | 64129.52 | 235675.986
LIFECO |  |  | LIFECO-UK Pre-Piped Foam Bladder Tank With Foam Proportioner, Horitontal Mounting, UL Listed, 12 Bar Working Pressure, 2906 Gallon Tank Size, 8" Carbon Steel Body and Stainless Steel Water Side Piping, Model LF-WSRCX | 65749.824 | 241630.6032
LIFECO |  |  | LIFECO-UK Pre-Piped Foam Bladder Tank With Foam Proportioner, Horitontal Mounting, UL Listed, 12 Bar Working Pressure, 3038 Gallon Tank Size, 8" Carbon Steel Body and Stainless Steel Water Side Piping, Model LF-WSRCX | 67223.296 | 247045.6128
LIFECO |  |  | LIFECO-UK Pre-Piped Foam Bladder Tank With Foam Proportioner, Horitontal Mounting, UL Listed, 12 Bar Working Pressure, 3170 Gallon Tank Size, 8" Carbon Steel Body and Stainless Steel Water Side Piping, Model LF-WSRCX | 69097.336 | 253932.7098
LIFECO |  |  | LIFECO-UK Pre-Piped Foam Bladder Tank With Foam Proportioner, Horitontal Mounting, UL Listed, 12 Bar Working Pressure, 3302 Gallon Tank Size, 8" Carbon Steel Body and Stainless Steel Water Side Piping, Model LF-WSRCX | 70572.096 | 259352.4528
LIFECO |  |  | LIFECO-UK Pre-Piped Foam Bladder Tank With Foam Proportioner, Horitontal Mounting, UL Listed, 12 Bar Working Pressure, 3434 Gallon Tank Size, 8" Carbon Steel Body and Stainless Steel Water Side Piping, Model LF-WSRCX | 72046.856 | 264772.1958
LIFECO |  |  | LIFECO-UK Pre-Piped Foam Bladder Tank With Foam Proportioner, Horitontal Mounting, UL Listed, 12 Bar Working Pressure, 3566 Gallon Tank Size, 8" Carbon Steel Body and Stainless Steel Water Side Piping, Model LF-WSRCX | 74102.504 | 272326.7022
LIFECO |  |  | LIFECO-UK Pre-Piped Foam Bladder Tank With Foam Proportioner, Horitontal Mounting, UL Listed, 12 Bar Working Pressure, 3698 Gallon Tank Size, 8" Carbon Steel Body and Stainless Steel Water Side Piping, Model LF-WSRCX | 75684.168 | 278139.3174
LIFECO |  |  | LIFECO-UK Pre-Piped Foam Bladder Tank With Foam Proportioner, Horitontal Mounting, UL Listed, 12 Bar Working Pressure, 3830 Gallon Tank Size, 8" Carbon Steel Body and Stainless Steel Water Side Piping, Model LF-WSRCX | 77304.472 | 284093.9346
LIFECO |  |  | LIFECO-UK Pre-Piped Foam Bladder Tank With Foam Proportioner, Horitontal Mounting, UL Listed, 12 Bar Working Pressure, 3963 Gallon Tank Size, 8" Carbon Steel Body and Stainless Steel Water Side Piping, Model LF-WSRCX | 78996.904 | 290313.6222
LIFECO UL Listed Foam Chamber and Foam Deflector
LIFECO |  |  | LIFECO-UK Foam Chamber with Foam Deflector, UL Listed, Carbon Steel Foam Chamber Material, Carbon Steel Deflector Material, Inlet Pressure from 2.8 to 7 Bar, Inlet x Outlet Size 50x80 mm, Model LF-FCH1-C | 483.39 | 1776.4582
LIFECO |  |  | LIFECO-UK Foam Chamber with Foam Deflector, UL Listed, Carbon Steel Foam Chamber Material, Carbon Steel Deflector Material, Inlet Pressure from 2.8 to 7 Bar, Inlet x Outlet Size 65x100 mm, Model LF-FCH2-C | 538.72 | 1979.796
LIFECO |  |  | LIFECO-UK Foam Chamber with Foam Deflector, UL Listed, Carbon Steel Foam Chamber Material, Carbon Steel Deflector Material, Inlet Pressure from 2.8 to 7 Bar, Inlet x Outlet Size 80x100 mm, Model LF-FCH3-C | 800.8 | 2942.94
LIFECO |  |  | LIFECO-UK Foam Chamber with Foam Deflector, UL Listed, Carbon Steel Foam Chamber Material, Carbon Steel Deflector Material, Inlet Pressure from 2.8 to 7 Bar, Inlet x Outlet Size 100x200 mm, Model LF-FCH4-C | 1033.76 | 3799.068
LIFECO |  |  | LIFECO-UK Foam Chamber with Foam Deflector, UL Listed, Stainless Steel 304 Foam Chamber Material, Stainless Steel 304 Deflector Material, Inlet Pressure from 2.8 to 7 Bar, Inlet x Outlet Size 50x80 mm, Model LF-FCH1-S | 1418.14 | 5211.6645
LIFECO |  |  | LIFECO-UK Foam Chamber with Foam Deflector, UL Listed, Stainless Steel 304 Foam Chamber Material, Stainless Steel 304 Deflector Material, Inlet Pressure from 2.8 to 7 Bar, Inlet x Outlet Size 65x100 mm, Model LF-FCH2-S | 1747.2 | 6420.96
LIFECO |  |  | LIFECO-UK Foam Chamber with Foam Deflector, UL Listed, Stainless Steel 304 Foam Chamber Material, Stainless Steel 304 Deflector Material, Inlet Pressure from 2.8 to 7 Bar, Inlet x Outlet Size 80x100 mm, Model LF-FCH3-S | 1790.88 | 6581.484
LIFECO |  |  | LIFECO-UK Foam Chamber with Foam Deflector, UL Listed, Stainless Steel 304 Foam Chamber Material, Stainless Steel 304 Deflector Material, Inlet Pressure from 2.8 to 7 Bar, Inlet x Outlet Size 100x200 mm, Model LF-FCH4-S | 2620.8 | 9631.44
LIFECO UL Listed Foam Maker and Foam Pourer
LIFECO |  |  | LIFECO-UK Foam Maker with Foam Pourer, UL Listed, Carbon Steel Foam Maker and Pourer Material, Inlet Pressure from 2.8 to 7 Bar, Inlet Size 50 mm, Model LF-FM1-C | 512.51 | 1883.4742
LIFECO |  |  | LIFECO-UK Foam Maker with Foam Pourer, UL Listed, Carbon Steel Foam Maker and Pourer Material, Inlet Pressure from 2.8 to 7 Bar, Inlet Size 65 mm, Model LF-FM2-C | 596.96 | 2193.828
LIFECO |  |  | LIFECO-UK Foam Maker with Foam Pourer, UL Listed, Stainless Steel 304 Foam Maker and Pourer Material, Inlet Pressure from 2.8 to 7 Bar, Inlet Size 50 mm, Model LF-FM1-S | 1579.76 | 5805.618
LIFECO |  |  | LIFECO-UK Foam Maker with Foam Pourer, UL Listed, Stainless Steel 304 Foam Maker and Pourer Material, Inlet Pressure from 2.8 to 7 Bar, Inlet Size 65 mm, Model LF-FM2-S | 1799.62 | 6613.6035
LIFECO UL Listed Foam Rim Real Foam Maker
|  |  | LIFECO-UK Foam Pourer with Foam Maker, UL Listed, Carbon Steel Foam Maker Material, Carbon Steel Pourer Material, Inlet Pressure from 2.8 to 7 Bar, Inlet Size 65 mm, Model LF-RSP-C | 800.8 | 2942.94
|  |  | LIFECO-UK Foam Pourer with Foam Maker, UL Listed, Stainless Steel 304 Foam Maker Material, Stainless Steel 304 Pourer Material, Inlet Pressure from 2.8 to 7 Bar, Inlet Size 65 mm, Model LF-RSP-S | 2271.36 | 8347.248
LIFECO UL Listed Foam Water Sprinkler
|  |  | LIFECO-UK Foam-Water Pendent Sprinkler, Air Aspirating Type, 42 K-Factor, UL Listed, Bronze Sprinkler Material, Recommended Pressure from 2.1 to 4.2 Bar, Maximum Working Pressure 12 Bar, Inlet Size 0.5 inch, Model LF921 | 69.89 | 256.8458
|  |  | LIFECO-UK Foam-Water Pendent Sprinkler, Air Aspirating Type, 42 K-Factor, UL Listed, Stainless Steel 304 Sprinkler Material, Recommended Pressure from 2.1 to 4.2 Bar, Maximum Working Pressure 12 Bar, Inlet Size 0.5 inch, Model LF920 | 52.42 | 192.6435
LIFECO UL Listed Foam Concentrate
|  |  | LIFECO-UK Foam Concentrate 3% AFFF per 20 Liter in Jerry can, UL-Listed, | 45.54 | 167.3595
|  |  | LIFECO-UK Foam Concentrate 3% AFFF per 200 Liter in Barrel, UL-Listed, | 455.4 | 1673.595
|  |  | LIFECO-UK Foam Concentrate 6% AFFF per 20 Liter in Jerry can, UL-Listed, | 36.8 | 135.24
|  |  | LIFECO-UK Foam Concentrate 6% AFFF per 200 Liter in Barrel, UL-Listed, | 368 | 1352.4
|  |  | LIFECO-UK Foam Concentrate 3% AR-AFFF per 20 Liter in Jerry can, UL-Listed, | 50.6 | 185.955
|  |  | LIFECO-UK Foam Concentrate 3% AR-AFFF per 200 Liter in Barrel, UL-Listed, | 506 | 1859.55
LIFECO-UK Foam Concentrate 3% or 6% AR-AFFF per 20 Liter in Jerry can, UL-Listed,
LIFECO-UK Foam Concentrate 3% or 6% AR-AFFF per 200 Liter in Barrel, UL-Listed,
LIFECO-UK Foam Concentrate 3% FP per 20 Liter in Jerry can, UL-Listed,
LIFECO-UK Foam Concentrate 3% FP per 200 Liter in Barrel, UL-Listed,
LIFECO-UK Foam Concentrate 6% FP per 20 Liter in Jerry can, UL-Listed,
LIFECO-UK Foam Concentrate 6% FP per 200 Liter in Barrel, UL-Listed,
LIFECO-UK Foam Concentrate 3% FFFP Per 200 Liter in Barrel, UL-Listed,
LIFECO Vertical Bladder Tank Non UL
LIFECO-UK | SF-FMSBLT001 | 80001200016 | Bladder Tank, Vertical Type for Foam System, 25 Gallon capacity, Red Enamel Finish c/w Accessories, LIFECO-UK , Model 25V | 6426.2275 | 23616.3861
LIFECO-UK | SF-FMSBLT002 | 6001100001 | Bladder Tank, Vertical Type for Foam System, 50 Gallon capacity, Red Enamel Finish c/w Accessories, LIFECO-UK , Model 50V | 7762.9475 | 28528.8321
LIFECO-UK | SF-FMSBLT003 | 80001200006 | Bladder Tank, Vertical Type for Foam System, 100 Gallon capacity, Red Enamel Finish c/w Accessories, LIFECO-UK , Model 100V | 8733.1475 | 32094.3171
LIFECO-UK | SF-FMSBLT004 | 80001200011 | Bladder Tank, Vertical Type for Foam System, 150 Gallon capacity, Red Enamel Finish c/w Accessories, LIFECO-UK , Model 150V | 9813.8425 | 36065.8712
LIFECO-UK | SF-FMSBLT005 | 80001200039 | Bladder Tank, Vertical Type for Foam System, 200 Gallon capacity, Red Enamel Finish c/w Accessories, LIFECO-UK , Model 200V | 11027.94 | 40527.6795
LIFECO-UK | SF-FMSBLT006 | 80001200019 | Bladder Tank, Vertical Type for Foam System, 300 Gallon capacity, Red Enamel Finish c/w Accessories, LIFECO-UK , Model 300V | 13041.105 | 47926.0609
LIFECO-UK | SF-FMSBLT007 | 80001200021 | Bladder Tank, Vertical Type for Foam System, 400 Gallon capacity, Red Enamel Finish c/w Accessories, LIFECO-UK , Model 400V | 14430.3775 | 53031.6373
LIFECO-UK | SF-FMSBLT008 | 80001200042 | Bladder Tank, Vertical Type for Foam System, 500 Gallon capacity, Red Enamel Finish c/w Accessories, LIFECO-UK , Model 500V | 14609.595 | 53690.2616
LIFECO-UK | SF-FMSBLT009 | 80004200001 | Bladder Tank, Vertical Type for Foam System, 600 Gallon capacity, Red Enamel Finish c/w Accessories, LIFECO-UK , Model 600V | 18429.7575 | 67729.3588
LIFECO-UK | SF-FMSBLT010 | 80004200002 | Bladder Tank, Vertical Type for Foam System, 700 Gallon capacity, Red Enamel Finish c/w Accessories, LIFECO-UK , Model 700V | 20273.1375 | 74503.7803
LIFECO-UK | SF-FMSBLT011 | 80001200029 | Bladder Tank, Vertical Type for Foam System, 800 Gallon capacity, Red Enamel Finish c/w Accessories, LIFECO-UK , Model 800V | 22379.28 | 82243.854
LIFECO-UK | SF-FMSBLT012 | 80004200003 | Bladder Tank, Vertical Type for Foam System, 900 Gallon capacity, Red Enamel Finish c/w Accessories, LIFECO-UK , Model 900V | 24617.4775 | 90469.2298
LIFECO-UK | SF-FMSBLT013 | 80004200004 | Bladder Tank, Vertical Type for Foam System, 1000 Gallon capacity, Red Enamel Finish c/w Accessories, LIFECO-UK , Model 1000V | 27079.36 | 99516.648
LIFECO-UK | SF-FMSBLT014 | 80001200034 | Bladder Tank, Vertical Type for Foam System, 1100 Gallon capacity, Red Enamel Finish c/w Accessories, LIFECO-UK , Model 1100V | 29787.835 | 109470.2936
LIFECO-UK | SF-FMSBLT015 | 80004200005 | Bladder Tank, Vertical Type for Foam System, 1200 Gallon capacity, Red Enamel Finish c/w Accessories, LIFECO-UK , Model 1200V | 32765.81 | 120414.3518
LIFECO-UK | SF-FMSBLT016 | 80004200006 | Bladder Tank, Vertical Type for Foam System, 1300 Gallon capacity, Red Enamel Finish c/w Accessories, LIFECO-UK , Model 1300V | 36042.93 | 132457.7677
LIFECO-UK | SF-FMSBLT017 | 80004200007 | Bladder Tank, Vertical Type for Foam System, 1400 Gallon capacity, Red Enamel Finish c/w Accessories, LIFECO-UK , Model 1400V | 39646.145 | 145699.5829
LIFECO-UK | SF-FMSBLT018 | 80001200013 | Bladder Tank, Vertical Type for Foam System, 1500 Gallon capacity, Red Enamel Finish c/w Accessories, LIFECO-UK , Model 1500V | 43611.8375 | 160273.5028
Pressure Proportioner ( Ratio controller)
LIFECO-UK |  | 6004200003 | Pressure Proportioner (Ratio Controller) 3" Inlet/Outlet, 270-300 LPM Flow Rate, Made from Bronze, Red Epoxy Painted, ANSI B16.5 Class 150, LIFECO-UK , Model 80B | 1101.4258 | 4047.7397
LIFECO-UK |  | 6004200005 | Pressure Proportioner (Ratio Controller) 4" Dia Inlet/Outlet, 650-5700 LPM Flow Rate, Made of Bronze, Red Epoxy Painted, ANSI B16.5 Class 150, LIFECO-UK , Model 100B | 1380.0603 | 5071.7215
Inline-Proportioner (Inductor)
LIFECO-UK |  | 6003200002 | Inline-Proportioner (Inductor), 3" Dia Inlet/Outlet, 400-900 LPM Outlet Flow Rate, Made of Bronze, Red Painted, LIFECO-UK , Model 80B | 1402.6788 | 5154.8447
Foam Water Sprinkler Head
LIFECO-UK |  | 6009200002 | Air Foam Water Sprinkler, Upright Type, 86 LPM at 4Bar, Made of Cast Brass, LIFECO-UK , Model 500 | 161.7 | 594.2475
LIFECO-UK |  | 6009200003 | Air Foam Water Sprinkler, Upright Type, 35 LPM at 3Bar, Made of Brass & Stainless Steel, LIFECO-UK , Model 520 | 59.29 | 217.8907
LIFECO-UK |  | 126064200261 | Air Foam Water Sprinkler, Upright Type, 80 LPM at 3Bar, Made of Brass & Stainless Steel, LIFECO-UK , Model 550 | 161.7 | 594.2475
LIFECO-UK |  | 6009200005 | Air Foam Water Sprinkler, Pendent Type, 86 LPM at 4Bar, Made of Cast Brass, LIFECO-UK , Model 500 | 161.7 | 594.2475
Rim Seal Pourer
LIFECO-UK |  | 6010200010 | Rim Seal Pourer , Inlet 65NB & Outlet 100NB, 1050mm x 650 mm, LIFECO-UK, Model SF-RSP 65/100 | PRICE UPON REQUEST | #VALUE!
Foam Master
LIFECO-UK |  | 81005200004 | Foam Master, 150 Litres Capacity Steel Tank Mounted on Chassis, Empty without Foam Concentrate with Standard Accessories, LIFECO-UK , Model FM150 | 3026.485 | 11122.3324
Manual Control Station
SFFECO |  | 1014200002 | MANUAL CONTROL STATION, CENTRAL, SFFECO , Model MC-1 | 546.0381 | 2006.69
Warning Sign
SFFECO |  | 27004200001 | WARNING SIGN "DO NOT ENTER" for SFFECO Foam System | 13.475 | 49.5206
SFFECO |  | 27004200003 | WARNING SIGN "MANUAL DISCHARGE STATION" for SFFECO Foam System | 13.475 | 49.5206
SFFECO |  | 27004200004 | WARNING SIGN "ROOM PROTECTED" for SFFECO Foam System | 13.475 | 49.5206
Foam Concentrate UL Listed
SFFECO |  | 19009010010 | Foam Concentrate 3% AFFF per 20 Liter in Jerry can, UL-Listed, SFFECO (SFD-AFFF 3%)-C6 | 121.275 | 445.6856
SFFECO |  | 122005200001 | Foam Concentrate 3% AFFF per 200 Liter in Barrel, UL-Listed, SFFECO (SFD-AFFF 3%)-C6 | 1164.24 | 4278.582
SFFECO |  | 19009200005 | Foam Concentrate 6% AFFF per 20 Liter in Jerry can, UL-Listed, SFFECO (SFD-AFFF 6%)-C6 | 87.5875 | 321.8841
SFFECO |  | 122013200001 | Foam Concentrate 6% AFFF per 200 Liter in Barrel, UL-Listed, SFFECO (SFD-AFFF 6%)-C6 | 827.365 | 3040.5664
SFFECO |  | 122007200001 | Foam Concentrate 3% AR-AFFF per 20 Liter in Jerry can, UL-Listed, SFFECO (SFD-AR-AFFF 3%x3%)-C6 | 194.04 | 713.097
SFFECO |  | 122007200002 | Foam Concentrate 3% AR-AFFF per 200 Liter in Barrel, UL-Listed, SFFECO (SFD-AR-AFFF 3%x3%)-C6 | 1891.89 | 6952.6957
SFFECO |  | 193027200073 | Foam Concentrate 3% or 6% AR-AFFF per 20 Liter in Jerry can, UL-Listed, SFFECO (SFD-AR-AFFF 3%x6%)-C6 | 160.3525 | 589.2954
SFFECO |  | 193027200074 | Foam Concentrate 3% or 6% AR-AFFF per 200 Liter in Barrel, UL-Listed, SFFECO (SFD-AR-AFFF 3%x6%)-C6 | 1552.32 | 5704.776
SFFECO |  | 122016200003 | Foam Concentrate 3% FP per 20 Liter in Jerry can, UL-Listed, SFFECO (SFD-FP 3%)-C6 | 111.8425 | 411.0212
SFFECO |  | 122016200002 | Foam Concentrate 3% FP per 200 Liter in Barrel, UL-Listed, SFFECO (SFD-FP 3%)-C6 | 1078 | 3961.65
SFFECO |  | 122001200003 | Foam Concentrate 6% FP per 20 Liter in Jerry can, UL-Listed, SFFECO (SFD-FP 6%)-C6 | 86.24 | 316.932
SFFECO |  | 122001200004 | Foam Concentrate 6% FP per 200 Liter in Barrel, UL-Listed, SFFECO (SFD-FP 6%)-C6 | 808.5 | 2971.2375
SFFECO |  | 126064200262 | Foam Concentrate 3% FFFP Per 200 Liter in Barrel, UL-Listed, SFFECO SFD FFFP 3% | 1510.5475 | 5551.2621
Foam Concentrate Non UL Listed
LIFECO-UK |  | 19009200016 | Foam Concentrate 3% AFFF per 20 Liter in Jerry can, Non UL, LIFECO-UK | 74.1125 | 272.3634
LIFECO-UK |  | 19009200017 | Foam Concentrate 3% AFFF per 200 Liter in Barrel, Non UL, LIFECO-UK | 700.7 | 2575.0725
LIFECO-UK |  | 19009200018 | Foam Concentrate 6% AFFF per 20 Liter in Jerry can, Non UL, LIFECO-UK | 67.375 | 247.6031
LIFECO-UK |  | 19009200019 | Foam Concentrate 6% AFFF per 200 Liter in Barrel, Non UL, LIFECO-UK | 630.63 | 2317.5652
LIFECO-UK |  | 126064200263 | Foam Concentrate 3% FP per 20 Liter in Jerry can, Non UL, LIFECO-UK | 101.0625 | 371.4047
LIFECO-UK |  | 122017200001 | Foam Concentrate 3% FP per 200 Liter in Barrel, Non UL, LIFECO-UK | 970.2 | 3565.485
LIFECO-UK |  | 126064200264 | Foam Concentrate 6% FP per 20 Liter in Jerry can, Non UL, LIFECO-UK | 88.935 | 326.8361
LIFECO-UK |  | 126064200265 | Foam Concentrate 6% FP per 200 Liter in Barrel, Non UL, LIFECO-UK | 840.84 | 3090.087
LIFECO-UK |  | 19009200024 | Foam Concentrate 3% AR-AFFF per 20 Liter in Jerry can, Non UL, LIFECO-UK | 145.53 | 534.8227
LIFECO-UK |  | 122016200001 | Foam Concentrate 3% AR-AFFF per 200 Liter in Barrel, Non UL, LIFECO-UK | 1298.99 | 4773.7882
LIFECO-UK |  | 126064200266 | Foam Concentrate 6% AR-AFFF per 20 Liter in Jerry can, Non UL, LIFECO-UK | 122.6225 | 450.6377
LIFECO-UK |  | 126064200267 | Foam Concentrate 6% AR-AFFF per 200 Liter in Barrel, Non UL, LIFECO-UK | 1185.8 | 4357.815
LIFECO-UK |  | 126064200268 | Foam Concentrate 1-3% High Expansion per 20 Liter in Jerry can, Non UL-Listed, LIFECO-UK | 102.41 | 376.3567
HYDRAULIC CONCENTRATE CONTROL VALVE
LIFECO-UK |  | 6007010002 | Hydraulic Concentrate Control Valve for Bladder Tank, 40 NB DIA LIFECO-UK, Model LF-CV/40 | 2039.1199 | 7493.7657
LIFECO-UK |  | 6007010004 | Hydraulic Concentrate Control Valve for Bladder Tank, 50 NB DIA LIFECO-UK, Model LF-CV/50 | 2048.7831 | 7529.2777
LIFECO-UK |  | 6007010005 | Hydraulic Concentrate Control Valve for Bladder Tank, 65 NB DIA LIFECO-UK, Model LF-CV/65 | 2835.5157 | 10420.5204
UL Listed Horizontal Foam Bladder Tank 6" Ratio Flow Controller
SFFECO |  | 80001200086 | SFFECO-396 Gallon,UL Listed Pre-piped Foam Bladder Tank with 6" Ratio Flow Controller and Other Standard Accessories.Horizontal Mounting Type. | 26297.6804 | 96643.9756
SFFECO |  | 124030200002 | SFFECO-462 Gallon,UL Listed Pre-piped Foam Bladder Tank with 6" Ratio Flow Controller and Other Standard Accessories.Horizontal Mounting Type. | 29232.5354 | 107429.5677
SFFECO |  | 80001200094 | SFFECO-528 Gallon,UL Listed Pre-piped Foam Bladder Tank with 6" Ratio Flow Controller and Other Standard Accessories.Horizontal Mounting Type. | 31126.3949 | 114389.5011
SFFECO |  | 80001200098 | SFFECO-661 Gallon,UL Listed Pre-piped Foam Bladder Tank with 6" Ratio Flow Controller and Other Standard Accessories.Horizontal Mounting Type. | 42759.2069 | 157140.0853
SFFECO |  | 80001200102 | SFFECO-793 Gallon,UL Listed Pre-piped Foam Bladder Tank with 6" Ratio Flow Controller and Other Standard Accessories.Horizontal Mounting Type. | 43191.9099 | 158730.2687
SFFECO |  | 80001200106 | SFFECO-925 Gallon,UL Listed Pre-piped Foam Bladder Tank with 6" Ratio Flow Controller and Other Standard Accessories.Horizontal Mounting Type. | 46064.0543 | 169285.3995
SFFECO |  | 80001200110 | SFFECO-1057 Gallon,UL Listed Pre-piped Foam Bladder Tank with 6" Ratio Flow Controller and Other Standard Accessories.Horizontal Mounting Type. | 46217.6952 | 169850.0298
SFFECO |  | 80001200114 | SFFECO-1189 Gallon,UL Listed Pre-piped Foam Bladder Tank with 6" Ratio Flow Controller and Other Standard Accessories.Horizontal Mounting Type. | 46299.2189 | 170149.6296
SFFECO |  | 80001200118 | SFFECO-1321 Gallon,UL Listed Pre-piped Foam Bladder Tank with 6" Ratio Flow Controller and Other Standard Accessories.Horizontal Mounting Type. | 47359.0277 | 174044.4268
SFFECO |  | 80001200122 | SFFECO-1453 Gallon,UL Listed Pre-piped Foam Bladder Tank with 6" Ratio Flow Controller and Other Standard Accessories.Horizontal Mounting Type. | 48001.8111 | 176406.6558
SFFECO |  | 80001200126 | SFFECO-1585 Gallon,UL Listed Pre-piped Foam Bladder Tank with 6" Ratio Flow Controller and Other Standard Accessories.Horizontal Mounting Type. | 54548.7953 | 200466.8229
SFFECO |  | 80001200134 | SFFECO-1849 Gallon,UL Listed Pre-piped Foam Bladder Tank with 6" Ratio Flow Controller and Other Standard Accessories.Horizontal Mounting Type. | 57392.72 | 210918.246
SFFECO |  | 80001200142 | SFFECO-2114 Gallon,UL Listed Pre-piped Foam Bladder Tank with 6" Ratio Flow Controller and Other Standard Accessories.Horizontal Mounting Type. | 64290.8835 | 236268.9967
SFFECO |  | 80001200150 | SFFECO-2378 Gallon,UL Listed Pre-piped Foam Bladder Tank with 6" Ratio Flow Controller and Other Standard Accessories.Horizontal Mounting Type. | 71038.5415 | 261066.6402
SFFECO |  | 80001200158 | SFFECO-2642 Gallon,UL Listed Pre-piped Foam Bladder Tank with 6" Ratio Flow Controller and Other Standard Accessories.Horizontal Mounting Type. | 72001.1489 | 264604.2222
SFFECO |  | 80001200162 | SFFECO-2906 Gallon,UL Listed Pre-piped Foam Bladder Tank with 6" Ratio Flow Controller and Other Standard Accessories.Horizontal Mounting Type. | 96144.721 | 353331.8497
SFFECO |  | 80001200166 | SFFECO-3170 Gallon,UL Listed Pre-piped Foam Bladder Tank with 6" Ratio Flow Controller and Other Standard Accessories.Horizontal Mounting Type. | 97480.4563 | 358240.6769
SFFECO |  | 80001200170 | SFFECO-3435 Gallon,UL Listed Pre-piped Foam Bladder Tank with 6" Ratio Flow Controller and Other Standard Accessories.Horizontal Mounting Type. | 98518.3163 | 362054.8126
SFFECO |  | 80001200174 | SFFECO-3699 Gallon,UL Listed Pre-piped Foam Bladder Tank with 6" Ratio Flow Controller and Other Standard Accessories.Horizontal Mounting Type. | 99640.8357 | 366180.0711
SFFECO |  | 80001200178 | SFFECO-3963 Gallon,UL Listed Pre-piped Foam Bladder Tank with 6" Ratio Flow Controller and Other Standard Accessories.Horizontal Mounting Type. | 100964.0288 | 371042.806
SFFECO UL LISTED Foam Bladder Tank - Vertical Type with 2"- 4" Ratio Flow Controller
SFFECO |  | 210048200007 | SFFECO-50 Gallon, UL Listed Pre-piped Foam Bladder Tank with 2" Ratio Flow Controller and Other Standard Accessories. Vertical Mounting Type. | 11955.02 | 43934.6985
SFFECO |  | 210048200002 | SFFECO-50 Gallon, UL Listed Pre-piped Foam Bladder Tank with 3" Ratio Flow Controller and Other Standard Accessories. Vertical Mounting Type. | 12712.315 | 46717.7576
SFFECO |  | 210048200009 | SFFECO 50 Gallon, Pre-Piped Foam Bladder Tank With 4" Ratio Flow Controller (SFD-BTRC-4), 1.5" HCV and Other Standard Accessories, Vertical Mounting Type, SFD-BT-50- V UL Approved | 15283.345 | 56166.2929
SFFECO |  | 124041200003 | SFFECO-75 Gallon,UL Listed Pre-piped Foam Bladder Tank with 2" Ratio Flow Controller and Other Standard Accessories.Vertical Mounting Type. | 12122.11 | 44548.7542
SFFECO |  | 124041200002 | SFFECO-75 Gallon,UL Listed Pre-piped Foam Bladder Tank with 3" Ratio Flow Controller and Other Standard Accessories.Vertical Mounting Type. | 12863.235 | 47272.3886
SFFECO |  | 231007201685 | SFFECO-100 Gallon,UL Listed Pre-piped Foam Bladder Tank with 2" Ratio Flow Controller and Other Standard Accessories.Vertical Mounting Type. | 13317.3425 | 48941.2337
SFFECO |  | 210050200004 | SFFECO-100 Gallon,UL Listed Pre-piped Foam Bladder Tank with 3" Ratio Flow Controller and Other Standard Accessories.Vertical Mounting Type. | 13997.83 | 51442.0252
SFFECO |  | 210050200003 | SFFECO-100 Gallon,UL Listed Pre-piped Foam Bladder Tank with 4" Ratio Flow Controller and Other Standard Accessories.Vertical Mounting Type. | 14150.0975 | 52001.6083
SFFECO |  | 210051200004 | SFFECO 150 Gallon, Pre-piped Foam Bladder Tank With 2" Ratio Flow Controller (SFD-BTRC-2) And Other Standard Accessories, Vertical Mounting Type, SFD-BT- 150-V, UL Approved | 13840.1725 | 50862.6339
SFFECO |  |  | SFFECO-150 Gallon,UL Listed Pre-piped Foam Bladder Tank with 3" Ratio Flow Controller and Other Standard Accessories.Vertical Mounting Type. | 14578.6025 | 53576.3642
SFFECO |  | 124018200001 | SFFECO-150 Gallon,UL Listed Pre-piped Foam Bladder Tank with 4" Ratio Flow Controller and Other Standard Accessories.Vertical Mounting Type. | 14710.6575 | 54061.6663
SFFECO |  |  | SFFECO-200 Gallon,UL Listed Pre-piped Foam Bladder Tank with 2" Ratio Flow Controller and Other Standard Accessories.Vertical Mounting Type. | 14542.22 | 53442.6585
SFFECO |  | 210052200004 | SFFECO-200 Gallon,UL Listed Pre-piped Foam Bladder Tank with 3" Ratio Flow Controller and Other Standard Accessories.Vertical Mounting Type. | 15281.9975 | 56161.3408
SFFECO |  | 124028200001 | SFFECO 200 Gallon, Pre-Piped Foam Bladder Tank With 4" Ratio Flow Controller Red Painted With Standard Valves And Accessories, Vertical Mounting Type, SFD-BT-200-V, UL Approved | 15415.4 | 56651.595
SFFECO |  |  | SFFECO-250 Gallon,UL Listed Pre-piped Foam Bladder Tank with 2" Ratio Flow Controller and Other Standard Accessories.Vertical Mounting Type. | 16978.5 | 62395.9875
SFFECO |  |  | SFFECO-250 Gallon,UL Listed Pre-piped Foam Bladder Tank with 3" Ratio Flow Controller and Other Standard Accessories.Vertical Mounting Type. | 17787 | 65367.225
SFFECO |  |  | SFFECO-250 Gallon,UL Listed Pre-piped Foam Bladder Tank with 4" Ratio Flow Controller and Other Standard Accessories.Vertical Mounting Type. | 18460.75 | 67843.2562
SFFECO |  |  | SFFECO-300 Gallon,UL Listed Pre-piped Foam Bladder Tank with 2" Ratio Flow Controller and Other Standard Accessories.Vertical Mounting Type. | 18191.25 | 66852.8438
SFFECO |  | 210055200005 | SFFECO 300 Gallon, Pre-Piped Foam Bladder Tank With 3" Ratio Flow Controller Red Painted With Standard Valves And Accessories, Vertical Mounting Type, SFD-BT-300-V, UL Approved | 19269.25 | 70814.4937
SFFECO |  | 210040200001 | SFFECO 300 Gallon, Pre-Piped Foam Bladder Tank With 4" Ratio Flow Controller Red Painted With Standard Valves And Accessories, Vertical Mounting Type, SFD-BT-300-V, UL Approved | 19538.75 | 71804.9062
SFFECO |  |  | SFFECO-350 Gallon,UL Listed Pre-piped Foam Bladder Tank with 2" Ratio Flow Controller and Other Standard Accessories. Vertical Mounting Type. | 18595.5 | 68338.4625
SFFECO |  | 210054200003 | SFFECO-350 Gallon,UL Listed Pre-piped Foam Bladder Tank with 3" Ratio Flow Controller and Other Standard Accessories. Vertical Mounting Type. | 19538.75 | 71804.9062
SFFECO |  |  | SFFECO-350 Gallon,UL Listed Pre-piped Foam Bladder Tank with 4" Ratio Flow Controller and Other Standard Accessories. Vertical Mounting Type. | 19808.25 | 72795.3187
SFFECO |  |  | SFFECO-400 Gallon,UL Listed Pre-piped Foam Bladder Tank with 2" Ratio Flow Controller and Other Standard Accessories.Vertical Mounting Type. | 19673.5 | 72300.1125
SFFECO |  |  | SFFECO-400 Gallon,UL Listed Pre-piped Foam Bladder Tank with 3" Ratio Flow Controller and Other Standard Accessories. Vertical Mounting Type. | 20751.5 | 76261.7625
SFFECO |  | 121039200001 | SFFECO BALDDER TANK ASSEMBLY, 400 GALLON CAPACITY WITH 4" RATIO CONTROLLER (SFD-BTRC- 4) AND OTHER STANDARD ACCESSORIES, VERTICAL MOUNTING TYPE, SFD-BT-400-V, UL APPROVED | 21021 | 77252.175
SFFECO |  |  | SFFECO-500 Gallon,UL Listed Pre-piped Foam Bladder Tank with 2" Ratio Flow Controller and Other Standard Accessories.Vertical Mounting Type. | 22772.75 | 83689.8562
SFFECO |  | 210053200002 | SFFECO BALDDER TANK ASSEMBLY, 500 GALLON CAPACITY WITH 3" RATIO CONTROLLER (SFD-BTRC- 3) AND OTHER STANDARD ACCESSORIES, VERTICAL MOUNTING TYPE, SFD-BT-500-V, UL APPROVE | 23985.5 | 88146.7125
SFFECO |  |  | SFFECO-500 Gallon,UL Listed Pre-piped Foam Bladder Tank with 4" Ratio Flow Controller and Other Standard Accessories. Vertical Mounting Type. | 24187.625 | 88889.5219
SFFECO |  |  | SFFECO-600 Gallon,UL Listed Pre-piped Foam Bladder Tank with 2" Ratio Flow Controller and Other Standard Accessories.Vertical Mounting Type. | 24524.5 | 90127.5375
SFFECO |  |  | SFFECO-600 Gallon,UL Listed Pre-piped Foam Bladder Tank with 3" Ratio Flow Controller and Other Standard Accessories. Vertical Mounting Type. | 25467.75 | 93593.9812
SFFECO |  | 210055200009 | SFFECO 600 Gallon, Pre-Piped Foam Bladder Tank With 4" Ratio Flow Controller Red Painted With Standard Valves And Accessories, Vertical Mounting Type, SFD-BT-600-V, UL Approved | 25737.25 | 94584.3937
SFFECO |  |  | SFFECO-700 Gallon,UL Listed Pre-piped Foam Bladder Tank with 2" Ratio Flow Controller and Other Standard Accessories.Vertical Mounting Type. | 25333 | 93098.775
SFFECO |  |  | SFFECO-700 Gallon,UL Listed Pre-piped Foam Bladder Tank with 3" Ratio Flow Controller and Other Standard Accessories. Vertical Mounting Type. | 26411 | 97060.425
SFFECO |  |  | SFFECO-700 Gallon,UL Listed Pre-piped Foam Bladder Tank with 4" Ratio Flow Controller and Other Standard Accessories. Vertical Mounting Type. | 26680.5 | 98050.8375
SFFECO |  |  | SFFECO-800 Gallon,UL Listed Pre-piped Foam Bladder Tank with 2" Ratio Flow Controller and Other Standard Accessories.Vertical Mounting Type. | 26950 | 99041.25
SFFECO |  |  | SFFECO-800 Gallon,UL Listed Pre-piped Foam Bladder Tank with 3" Ratio Flow Controller and Other Standard Accessories. Vertical Mounting Type. | 27893.25 | 102507.6937
SFFECO |  |  | SFFECO-800 Gallon,UL Listed Pre-piped Foam Bladder Tank with 4" Ratio Flow Controller and Other Standard Accessories. Vertical Mounting Type. | 28162.75 | 103498.1062
SFFECO |  |  | SFFECO-900 Gallon,UL Listed Pre-piped Foam Bladder Tank with 2" Ratio Flow Controller and Other Standard Accessories.Vertical Mounting Type. | 31666.25 | 116373.4688
SFFECO |  |  | SFFECO-900 Gallon,UL Listed Pre-piped Foam Bladder Tank with 3" Ratio Flow Controller and Other Standard Accessories. Vertical Mounting Type. | 32744.25 | 120335.1187
SFFECO |  |  | SFFECO-900 Gallon,UL Listed Pre-piped Foam Bladder Tank with 4" Ratio Flow Controller and Other Standard Accessories. Vertical Mounting Type. | 32879 | 120830.325
SFFECO |  |  | SFFECO-1000 Gallon,UL Listed Pre-piped Foam Bladder Tank with 2" Ratio Flow Controller and Other Standard Accessories.Vertical Mounting Type. | 35035 | 128753.625
SFFECO |  |  | SFFECO-1000 Gallon,UL Listed Pre-piped Foam Bladder Tank with 3" Ratio Flow Controller and Other Standard Accessories. Vertical Mounting Type. | 36113 | 132715.275
SFFECO |  |  | SFFECO-1000 Gallon,UL Listed Pre-piped Foam Bladder Tank with 4" Ratio Flow Controller and Other Standard Accessories. Vertical Mounting Type. | 36382.5 | 133705.6875
SFFECO UL LISTED Foam Bladder Tank - Horizontal Type with 2"- 4" Ratio Flow Controller
SFFECO |  |  | SFFECO-50 Gallon, UL Listed Pre-piped Foam Bladder Tank with 2" Ratio Flow Controller and Other Standard Accessories. Horizontal Mounting Type. | 14014 | 51501.45
SFFECO |  |  | SFFECO-50 Gallon, UL Listed Pre-piped Foam Bladder Tank with 3" Ratio Flow Controller and Other Standard Accessories. Horizontal Mounting Type. | 14957.25 | 54967.8937
SFFECO |  |  | SFFECO-75 Gallon,UL Listed Pre-piped Foam Bladder Tank with 2" Ratio Flow Controller and Other Standard Accessories.Horizontal Mounting Type. | 14418.25 | 52987.0687
SFFECO |  |  | SFFECO-75 Gallon,UL Listed Pre-piped Foam Bladder Tank with 3" Ratio Flow Controller and Other Standard Accessories.Horizontal Mounting Type. | 15361.5 | 56453.5125
SFFECO |  |  | SFFECO-100 Gallon,UL Listed Pre-piped Foam Bladder Tank with 2" Ratio Flow Controller and Other Standard Accessories.Horizontal Mounting Type. | 15226.75 | 55958.3062
SFFECO |  |  | SFFECO-100 Gallon,UL Listed Pre-piped Foam Bladder Tank with 3" Ratio Flow Controller and Other Standard Accessories.Horizontal Mounting Type. | 16035.25 | 58929.5437
SFFECO |  |  | SFFECO-100 Gallon,UL Listed Pre-piped Foam Bladder Tank with 4" Ratio Flow Controller and Other Standard Accessories.Horizontal Mounting Type. | 16170 | 59424.75
SFFECO |  |  | SFFECO-150 Gallon,UL Listed Pre-piped Foam Bladder Tank with 2" Ratio Flow Controller and Other Standard Accessories.Horizontal Mounting Type. | 16372.125 | 60167.5594
SFFECO |  |  | SFFECO-150 Gallon,UL Listed Pre-piped Foam Bladder Tank with 3" Ratio Flow Controller and Other Standard Accessories.Horizontal Mounting Type. | 17248 | 63386.4
SFFECO |  |  | SFFECO-150 Gallon,UL Listed Pre-piped Foam Bladder Tank with 4" Ratio Flow Controller and Other Standard Accessories.Horizontal Mounting Type. | 17450.125 | 64129.2094
SFFECO |  |  | SFFECO-200 Gallon,UL Listed Pre-piped Foam Bladder Tank with 2" Ratio Flow Controller and Other Standard Accessories.Horizontal Mounting Type. | 17382.75 | 63881.6062
SFFECO |  | 210052200002 | SFFECO-200 Gallon,UL Listed Pre-piped Foam Bladder Tank with 3" Ratio Flow Controller and Other Standard Accessories.Horizontal Mounting Type. | 18191.25 | 66852.8438
SFFECO |  |  | SFFECO-200 Gallon,UL Listed Pre-piped Foam Bladder Tank with 4" Ratio Flow Controller and Other Standard Accessories.Horizontal Mounting Type. | 18460.75 | 67843.2562
SFFECO |  |  | SFFECO-250 Gallon,UL Listed Pre-piped Foam Bladder Tank with 2" Ratio Flow Controller and Other Standard Accessories.Horizontal Mounting Type. | 19943 | 73290.525
SFFECO |  |  | SFFECO-250 Gallon,UL Listed Pre-piped Foam Bladder Tank with 3" Ratio Flow Controller and Other Standard Accessories.Horizontal Mounting Type. | 21021 | 77252.175
SFFECO |  |  | SFFECO-250 Gallon,UL Listed Pre-piped Foam Bladder Tank with 4" Ratio Flow Controller and Other Standard Accessories.Horizontal Mounting Type. | 21155.75 | 77747.3812
SFFECO |  |  | SFFECO-300 Gallon,UL Listed Pre-piped Foam Bladder Tank with 2" Ratio Flow Controller and Other Standard Accessories.Horizontal Mounting Type. | 21021 | 77252.175
SFFECO |  | 210056200002 | SFFECO 300 Gallon, Pre-Piped Foam Bladder Tank With 3" Ratio Flow Controller Red Painted With Standard Valves And Accessories, Horizontal Mounting Type, SFD-BT-300- H, UL Approved | 22099 | 81213.825
SFFECO |  |  | SFFECO-300 Gallon,UL Listed Pre-piped Foam Bladder Tank with 4" Ratio Flow Controller and Other Standard Accessories. Horizontal Mounting Type. | 22301.125 | 81956.6344
SFFECO |  |  | SFFECO-400 Gallon,UL Listed Pre-piped Foam Bladder Tank with 2" Ratio Flow Controller and Other Standard Accessories.Horizontal Mounting Type. | 21964.25 | 80718.6187
SFFECO |  |  | SFFECO-400 Gallon,UL Listed Pre-piped Foam Bladder Tank with 3" Ratio Flow Controller and Other Standard Accessories. Horizontal Mounting Type. | 23042.25 | 84680.2688
SFFECO |  |  | SFFECO-400 Gallon,UL Listed Pre-piped Foam Bladder Tank with 4" Ratio Flow Controller and Other Standard Accessories. Horizontal Mounting Type. | 23244.375 | 85423.0781
SFFECO |  |  | SFFECO-500 Gallon,UL Listed Pre-piped Foam Bladder Tank with 2" Ratio Flow Controller and Other Standard Accessories.Horizontal Mounting Type. | 28567 | 104983.725
SFFECO |  |  | SFFECO-500 Gallon,UL Listed Pre-piped Foam Bladder Tank with 3" Ratio Flow Controller and Other Standard Accessories. Horizontal Mounting Type. | 29510.25 | 108450.1687
SFFECO |  |  | SFFECO-500 Gallon,UL Listed Pre-piped Foam Bladder Tank with 4" Ratio Flow Controller and Other Standard Accessories. Horizontal Mounting Type. | 29779.75 | 109440.5812
SFFECO |  |  | SFFECO-600 Gallon,UL Listed Pre-piped Foam Bladder Tank with 2" Ratio Flow Controller and Other Standard Accessories.Horizontal Mounting Type. | 30588.25 | 112411.8187
SFFECO |  |  | SFFECO-600 Gallon,UL Listed Pre-piped Foam Bladder Tank with 3" Ratio Flow Controller and Other Standard Accessories. Horizontal Mounting Type. | 31666.25 | 116373.4688
SFFECO |  |  | SFFECO-600 Gallon,UL Listed Pre-piped Foam Bladder Tank with 4" Ratio Flow Controller and Other Standard Accessories. Horizontal Mounting Type. | 31935.75 | 117363.8812
SFFECO |  |  | SFFECO-700 Gallon,UL Listed Pre-piped Foam Bladder Tank with 2" Ratio Flow Controller and Other Standard Accessories.Horizontal Mounting Type. | 32879 | 120830.325
SFFECO |  |  | SFFECO-700 Gallon,UL Listed Pre-piped Foam Bladder Tank with 3" Ratio Flow Controller and Other Standard Accessories. Horizontal Mounting Type. | 33957 | 124791.975
SFFECO |  |  | SFFECO-700 Gallon,UL Listed Pre-piped Foam Bladder Tank with 4" Ratio Flow Controller and Other Standard Accessories. Horizontal Mounting Type. | 34226.5 | 125782.3875
SFFECO |  |  | SFFECO-800 Gallon,UL Listed Pre-piped Foam Bladder Tank with 2" Ratio Flow Controller and Other Standard Accessories.Horizontal Mounting Type. | 34361.25 | 126277.5938
SFFECO |  |  | SFFECO-800 Gallon,UL Listed Pre-piped Foam Bladder Tank with 3" Ratio Flow Controller and Other Standard Accessories. Horizontal Mounting Type. | 35439.25 | 130239.2437
SFFECO |  |  | SFFECO-800 Gallon,UL Listed Pre-piped Foam Bladder Tank with 4" Ratio Flow Controller and Other Standard Accessories. Horizontal Mounting Type. | 35708.75 | 131229.6562
SFFECO |  |  | SFFECO-900 Gallon,UL Listed Pre-piped Foam Bladder Tank with 2" Ratio Flow Controller and Other Standard Accessories.Horizontal Mounting Type. | 37325.75 | 137172.1313
SFFECO |  |  | SFFECO-900 Gallon,UL Listed Pre-piped Foam Bladder Tank with 3" Ratio Flow Controller and Other Standard Accessories. Horizontal Mounting Type. | 38269 | 140638.575
SFFECO |  |  | SFFECO-900 Gallon,UL Listed Pre-piped Foam Bladder Tank with 4" Ratio Flow Controller and Other Standard Accessories. Horizontal Mounting Type. | 38538.5 | 141628.9875
SFFECO |  |  | SFFECO-1000 Gallon,UL Listed Pre-piped Foam Bladder Tank with 2" Ratio Flow Controller and Other Standard Accessories.Horizontal Mounting Type. | 39616.5 | 145590.6375
SFFECO |  |  | SFFECO-1000 Gallon,UL Listed Pre-piped Foam Bladder Tank with 3" Ratio Flow Controller and Other Standard Accessories. Horizontal Mounting Type. | 40694.5 | 149552.2875
SFFECO |  |  | SFFECO-1000 Gallon,UL Listed Pre-piped Foam Bladder Tank with 4" Ratio Flow Controller and Other Standard Accessories. Horizontal Mounting Type. | 40964 | 150542.7
SFFECO |  |  | SFFECO-1100 Gallon,UL Listed Pre-piped Foam Bladder Tank with 2" Ratio Flow Controller and Other Standard Accessories.Horizontal Mounting Type. | 40829.25 | 150047.4937
SFFECO |  |  | SFFECO-1100 Gallon,UL Listed Pre-piped Foam Bladder Tank with 3" Ratio Flow Controller and Other Standard Accessories. Horizontal Mounting Type. | 41907.25 | 154009.1437
SFFECO |  |  | SFFECO-1100 Gallon,UL Listed Pre-piped Foam Bladder Tank with 4" Ratio Flow Controller and Other Standard Accessories. Horizontal Mounting Type. | 42176.75 | 154999.5562
SFFECO |  |  | SFFECO-1200 Gallon,UL Listed Pre-piped Foam Bladder Tank with 2" Ratio Flow Controller and Other Standard Accessories.Horizontal Mounting Type. | 41233.5 | 151533.1125
SFFECO |  |  | SFFECO-1200 Gallon,UL Listed Pre-piped Foam Bladder Tank with 3" Ratio Flow Controller and Other Standard Accessories. Horizontal Mounting Type. | 40964 | 150542.7
SFFECO |  |  | SFFECO-1200 Gallon,UL Listed Pre-piped Foam Bladder Tank with 4" Ratio Flow Controller and Other Standard Accessories. Horizontal Mounting Type. | 42581 | 156485.175
SFFECO |  |  | SFFECO-1300 Gallon,UL Listed Pre-piped Foam Bladder Tank with 2" Ratio Flow Controller and Other Standard Accessories.Horizontal Mounting Type. | 44063.25 | 161932.4438
SFFECO |  |  | SFFECO-1300 Gallon,UL Listed Pre-piped Foam Bladder Tank with 3" Ratio Flow Controller and Other Standard Accessories. Horizontal Mounting Type. | 44737 | 164408.475
SFFECO |  |  | SFFECO-1300 Gallon,UL Listed Pre-piped Foam Bladder Tank with 4" Ratio Flow Controller and Other Standard Accessories. Horizontal Mounting Type. | 45006.5 | 165398.8875
SFFECO |  |  | SFFECO-1400 Gallon,UL Listed Pre-piped Foam Bladder Tank with 2" Ratio Flow Controller and Other Standard Accessories.Horizontal Mounting Type. | 44737 | 164408.475
SFFECO |  |  | SFFECO-1400 Gallon,UL Listed Pre-piped Foam Bladder Tank with 3" Ratio Flow Controller and Other Standard Accessories. Horizontal Mounting Type. | 45410.75 | 166884.5063
SFFECO |  |  | SFFECO-1400 Gallon,UL Listed Pre-piped Foam Bladder Tank with 4" Ratio Flow Controller and Other Standard Accessories. Horizontal Mounting Type. | 45680.25 | 167874.9187
SFFECO |  |  | SFFECO-1500 Gallon,UL Listed Pre-piped Foam Bladder Tank with 2" Ratio Flow Controller and Other Standard Accessories.Horizontal Mounting Type. | 47162.5 | 173322.1875
SFFECO |  |  | SFFECO-1500 Gallon,UL Listed Pre-piped Foam Bladder Tank with 3" Ratio Flow Controller and Other Standard Accessories. Horizontal Mounting Type. | 48510 | 178274.25
SFFECO |  |  | SFFECO-1500 Gallon,UL Listed Pre-piped Foam Bladder Tank with 4" Ratio Flow Controller and Other Standard Accessories. Horizontal Mounting Type. | 48779.5 | 179264.6625
SFFECO |  |  | SFFECO-1600 Gallon,UL Listed Pre-piped Foam Bladder Tank with 2" Ratio Flow Controller and Other Standard Accessories.Horizontal Mounting Type. | 50666 | 186197.55
SFFECO |  |  | SFFECO-1600 Gallon,UL Listed Pre-piped Foam Bladder Tank with 3" Ratio Flow Controller and Other Standard Accessories. Horizontal Mounting Type. | 51744 | 190159.2
SFFECO |  |  | SFFECO-1600 Gallon,UL Listed Pre-piped Foam Bladder Tank with 4" Ratio Flow Controller and Other Standard Accessories. Horizontal Mounting Type. | 52013.5 | 191149.6125
SFFECO |  |  | SFFECO-1700 Gallon,UL Listed Pre-piped Foam Bladder Tank with 2" Ratio Flow Controller and Other Standard Accessories.Horizontal Mounting Type. | 51878.75 | 190654.4062
SFFECO |  |  | SFFECO-1700 Gallon,UL Listed Pre-piped Foam Bladder Tank with 3" Ratio Flow Controller and Other Standard Accessories. Horizontal Mounting Type. | 52956.75 | 194616.0562
SFFECO |  |  | SFFECO-1700 Gallon,UL Listed Pre-piped Foam Bladder Tank with 4" Ratio Flow Controller and Other Standard Accessories. Horizontal Mounting Type. | 53226.25 | 195606.4688
SFFECO |  |  | SFFECO-1800 Gallon,UL Listed Pre-piped Foam Bladder Tank with 2" Ratio Flow Controller and Other Standard Accessories.Horizontal Mounting Type. | 53495.75 | 196596.8812
SFFECO |  |  | SFFECO-1800 Gallon,UL Listed Pre-piped Foam Bladder Tank with 3" Ratio Flow Controller and Other Standard Accessories. Horizontal Mounting Type. | 54573.75 | 200558.5312
SFFECO |  |  | SFFECO-1800 Gallon,UL Listed Pre-piped Foam Bladder Tank with 4" Ratio Flow Controller and Other Standard Accessories. Horizontal Mounting Type. | 54843.25 | 201548.9437
SFFECO |  |  | SFFECO-1900 Gallon,UL Listed Pre-piped Foam Bladder Tank with 2" Ratio Flow Controller and Other Standard Accessories.Horizontal Mounting Type. | 54978 | 202044.15
SFFECO |  |  | SFFECO-1900 Gallon,UL Listed Pre-piped Foam Bladder Tank with 3" Ratio Flow Controller and Other Standard Accessories. Horizontal Mounting Type. | 56056 | 206005.8
SFFECO |  |  | SFFECO-1900 Gallon,UL Listed Pre-piped Foam Bladder Tank with 4" Ratio Flow Controller and Other Standard Accessories. Horizontal Mounting Type. | 56325.5 | 206996.2125
SFFECO |  |  | SFFECO-2000 Gallon,UL Listed Pre-piped Foam Bladder Tank with 2" Ratio Flow Controller and Other Standard Accessories.Horizontal Mounting Type. | 57268.75 | 210462.6562
SFFECO |  |  | SFFECO-2000 Gallon,UL Listed Pre-piped Foam Bladder Tank with 3" Ratio Flow Controller and Other Standard Accessories. Horizontal Mounting Type. | 58346.75 | 214424.3062
SFFECO |  |  | SFFECO-2000 Gallon,UL Listed Pre-piped Foam Bladder Tank with 4" Ratio Flow Controller and Other Standard Accessories. Horizontal Mounting Type. | 58616.25 | 215414.7187
SFFECO |  |  | SFFECO-2100 Gallon,UL Listed Pre-piped Foam Bladder Tank with 2" Ratio Flow Controller and Other Standard Accessories.Horizontal Mounting Type. | 60233.25 | 221357.1937
SFFECO |  |  | SFFECO-2100 Gallon,UL Listed Pre-piped Foam Bladder Tank with 3" Ratio Flow Controller and Other Standard Accessories. Horizontal Mounting Type. | 61311.25 | 225318.8437
SFFECO |  |  | SFFECO-2100 Gallon,UL Listed Pre-piped Foam Bladder Tank with 4" Ratio Flow Controller and Other Standard Accessories. Horizontal Mounting Type. | 61580.75 | 226309.2562
SFFECO |  |  | SFFECO-2200 Gallon,UL Listed Pre-piped Foam Bladder Tank with 2" Ratio Flow Controller and Other Standard Accessories.Horizontal Mounting Type. | 63197.75 | 232251.7312
SFFECO |  |  | SFFECO-2200 Gallon,UL Listed Pre-piped Foam Bladder Tank with 3" Ratio Flow Controller and Other Standard Accessories. Horizontal Mounting Type. | 64410.5 | 236708.5875
SFFECO |  |  | SFFECO-2200 Gallon,UL Listed Pre-piped Foam Bladder Tank with 4" Ratio Flow Controller and Other Standard Accessories. Horizontal Mounting Type. | 64680 | 237699
SFFECO |  |  | SFFECO-2300 Gallon,UL Listed Pre-piped Foam Bladder Tank with 2" Ratio Flow Controller and Other Standard Accessories.Horizontal Mounting Type. | 64949.5 | 238689.4125
SFFECO |  |  | SFFECO-2300 Gallon,UL Listed Pre-piped Foam Bladder Tank with 3" Ratio Flow Controller and Other Standard Accessories. Horizontal Mounting Type. | 66027.5 | 242651.0625
SFFECO |  |  | SFFECO-2300 Gallon,UL Listed Pre-piped Foam Bladder Tank with 4" Ratio Flow Controller and Other Standard Accessories. Horizontal Mounting Type. | 66297 | 243641.475
SFFECO |  |  | SFFECO-2400 Gallon,UL Listed Pre-piped Foam Bladder Tank with 2" Ratio Flow Controller and Other Standard Accessories.Horizontal Mounting Type. | 66027.5 | 242651.0625
SFFECO |  |  | SFFECO-2400 Gallon,UL Listed Pre-piped Foam Bladder Tank with 3" Ratio Flow Controller and Other Standard Accessories. Horizontal Mounting Type. | 67105.5 | 246612.7125
SFFECO |  |  | SFFECO-2400 Gallon,UL Listed Pre-piped Foam Bladder Tank with 4" Ratio Flow Controller and Other Standard Accessories. Horizontal Mounting Type. | 67375 | 247603.125
SFFECO |  |  | SFFECO-2500 Gallon,UL Listed Pre-piped Foam Bladder Tank with 2" Ratio Flow Controller and Other Standard Accessories.Horizontal Mounting Type. | 67240.25 | 247107.9187
SFFECO |  |  | SFFECO-2500 Gallon,UL Listed Pre-piped Foam Bladder Tank with 3" Ratio Flow Controller and Other Standard Accessories. Horizontal Mounting Type. | 68453 | 251564.775
SFFECO |  |  | SFFECO-2500 Gallon,UL Listed Pre-piped Foam Bladder Tank with 4" Ratio Flow Controller and Other Standard Accessories. Horizontal Mounting Type. | 68722.5 | 252555.1875
SFFECO |  |  | SFFECO-2600 Gallon,UL Listed Pre-piped Foam Bladder Tank with 2" Ratio Flow Controller and Other Standard Accessories.Horizontal Mounting Type. | 68453 | 251564.775
SFFECO |  |  | SFFECO-2600 Gallon,UL Listed Pre-piped Foam Bladder Tank with 3" Ratio Flow Controller and Other Standard Accessories. Horizontal Mounting Type. | 69531 | 255526.425
SFFECO |  |  | SFFECO-2600 Gallon,UL Listed Pre-piped Foam Bladder Tank with 4" Ratio Flow Controller and Other Standard Accessories. Horizontal Mounting Type. | 69800.5 | 256516.8375
SFFECO |  |  | SFFECO-2700 Gallon,UL Listed Pre-piped Foam Bladder Tank with 2" Ratio Flow Controller and Other Standard Accessories.Horizontal Mounting Type. | 71282.75 | 261964.1062
SFFECO |  |  | SFFECO-2700 Gallon,UL Listed Pre-piped Foam Bladder Tank with 3" Ratio Flow Controller and Other Standard Accessories. Horizontal Mounting Type. | 72495.5 | 266420.9625
SFFECO |  |  | SFFECO-2700 Gallon,UL Listed Pre-piped Foam Bladder Tank with 4" Ratio Flow Controller and Other Standard Accessories. Horizontal Mounting Type. | 72765 | 267411.375
SFFECO |  |  | SFFECO-2800 Gallon,UL Listed Pre-piped Foam Bladder Tank with 2" Ratio Flow Controller and Other Standard Accessories.Horizontal Mounting Type. | 73843 | 271373.025
SFFECO |  |  | SFFECO-2800 Gallon,UL Listed Pre-piped Foam Bladder Tank with 3" Ratio Flow Controller and Other Standard Accessories. Horizontal Mounting Type. | 74921 | 275334.675
SFFECO |  |  | SFFECO-2800 Gallon,UL Listed Pre-piped Foam Bladder Tank with 4" Ratio Flow Controller and Other Standard Accessories. Horizontal Mounting Type. | 75190.5 | 276325.0875
SFFECO |  |  | SFFECO-2900 Gallon,UL Listed Pre-piped Foam Bladder Tank with 2" Ratio Flow Controller and Other Standard Accessories.Horizontal Mounting Type. | 78155 | 287219.625
SFFECO |  |  | SFFECO-2900 Gallon,UL Listed Pre-piped Foam Bladder Tank with 3" Ratio Flow Controller and Other Standard Accessories. Horizontal Mounting Type. | 79233 | 291181.275
SFFECO |  |  | SFFECO-2900 Gallon,UL Listed Pre-piped Foam Bladder Tank with 4" Ratio Flow Controller and Other Standard Accessories. Horizontal Mounting Type. | 79502.5 | 292171.6875
SFFECO |  |  | SFFECO-3000 Gallon,UL Listed Pre-piped Foam Bladder Tank with 2" Ratio Flow Controller and Other Standard Accessories.Horizontal Mounting Type. | 79367.75 | 291676.4813
SFFECO |  |  | SFFECO-3000 Gallon,UL Listed Pre-piped Foam Bladder Tank with 3" Ratio Flow Controller and Other Standard Accessories. Horizontal Mounting Type. | 80445.75 | 295638.1312
SFFECO |  |  | SFFECO-3000 Gallon,UL Listed Pre-piped Foam Bladder Tank with 4" Ratio Flow Controller and Other Standard Accessories. Horizontal Mounting Type. | 80176.25 | 294647.7188
SFFECO |  |  | SFFECO-3100 Gallon,UL Listed Pre-piped Foam Bladder Tank with 2" Ratio Flow Controller and Other Standard Accessories.Horizontal Mounting Type. | 81119.5 | 298114.1625
SFFECO |  |  | SFFECO-3100 Gallon,UL Listed Pre-piped Foam Bladder Tank with 3" Ratio Flow Controller and Other Standard Accessories. Horizontal Mounting Type. | 82062.75 | 301580.6063
SFFECO |  |  | SFFECO-3100 Gallon,UL Listed Pre-piped Foam Bladder Tank with 4" Ratio Flow Controller and Other Standard Accessories. Horizontal Mounting Type. | 82332.25 | 302571.0187
SFFECO |  |  | SFFECO-3200 Gallon,UL Listed Pre-piped Foam Bladder Tank with 2" Ratio Flow Controller and Other Standard Accessories.Horizontal Mounting Type. | 83679.75 | 307523.0812
SFFECO |  |  | SFFECO-3200 Gallon,UL Listed Pre-piped Foam Bladder Tank with 3" Ratio Flow Controller and Other Standard Accessories. Horizontal Mounting Type. | 84488.25 | 310494.3187
SFFECO |  |  | SFFECO-3200 Gallon,UL Listed Pre-piped Foam Bladder Tank with 4" Ratio Flow Controller and Other Standard Accessories. Horizontal Mounting Type. | 84757.75 | 311484.7313
SFFECO |  |  | SFFECO-3300 Gallon,UL Listed Pre-piped Foam Bladder Tank with 2" Ratio Flow Controller and Other Standard Accessories.Horizontal Mounting Type. | 84892.5 | 311979.9375
SFFECO |  |  | SFFECO-3300 Gallon,UL Listed Pre-piped Foam Bladder Tank with 3" Ratio Flow Controller and Other Standard Accessories. Horizontal Mounting Type. | 85566.25 | 314455.9688
SFFECO |  |  | SFFECO-3300 Gallon,UL Listed Pre-piped Foam Bladder Tank with 4" Ratio Flow Controller and Other Standard Accessories. Horizontal Mounting Type. | 85835.75 | 315446.3812
SFFECO |  |  | SFFECO-3400 Gallon,UL Listed Pre-piped Foam Bladder Tank with 2" Ratio Flow Controller and Other Standard Accessories.Horizontal Mounting Type. | 86374.75 | 317427.2062
SFFECO |  |  | SFFECO-3400 Gallon,UL Listed Pre-piped Foam Bladder Tank with 3" Ratio Flow Controller and Other Standard Accessories. Horizontal Mounting Type. | 87183.25 | 320398.4437
SFFECO |  |  | SFFECO-3400 Gallon,UL Listed Pre-piped Foam Bladder Tank with 4" Ratio Flow Controller and Other Standard Accessories. Horizontal Mounting Type. | 87452.75 | 321388.8563
SFFECO |  |  | SFFECO-3500 Gallon,UL Listed Pre-piped Foam Bladder Tank with 2" Ratio Flow Controller and Other Standard Accessories.Horizontal Mounting Type. | 87318 | 320893.65
SFFECO |  |  | SFFECO-3500 Gallon,UL Listed Pre-piped Foam Bladder Tank with 3" Ratio Flow Controller and Other Standard Accessories. Horizontal Mounting Type. | 88261.25 | 324360.0938
SFFECO |  |  | SFFECO-3500 Gallon,UL Listed Pre-piped Foam Bladder Tank with 4" Ratio Flow Controller and Other Standard Accessories. Horizontal Mounting Type. | 88530.75 | 325350.5062
SFFECO |  |  | SFFECO-3600 Gallon,UL Listed Pre-piped Foam Bladder Tank with 2" Ratio Flow Controller and Other Standard Accessories.Horizontal Mounting Type. | 88126.5 | 323864.8875
SFFECO |  |  | SFFECO-3600 Gallon,UL Listed Pre-piped Foam Bladder Tank with 3" Ratio Flow Controller and Other Standard Accessories. Horizontal Mounting Type. | 88935 | 326836.125
SFFECO |  |  | SFFECO-3600 Gallon,UL Listed Pre-piped Foam Bladder Tank with 4" Ratio Flow Controller and Other Standard Accessories. Horizontal Mounting Type. | 89204.5 | 327826.5375
SFFECO |  |  | SFFECO-3700 Gallon,UL Listed Pre-piped Foam Bladder Tank with 2" Ratio Flow Controller and Other Standard Accessories.Horizontal Mounting Type. | 88800.25 | 326340.9188
SFFECO |  |  | SFFECO-3700 Gallon,UL Listed Pre-piped Foam Bladder Tank with 3" Ratio Flow Controller and Other Standard Accessories. Horizontal Mounting Type. | 89204.5 | 327826.5375
SFFECO |  |  | SFFECO-3700 Gallon,UL Listed Pre-piped Foam Bladder Tank with 4" Ratio Flow Controller and Other Standard Accessories. Horizontal Mounting Type. | 89474 | 328816.95
SFFECO |  |  | SFFECO-3800 Gallon,UL Listed Pre-piped Foam Bladder Tank with 2" Ratio Flow Controller and Other Standard Accessories.Horizontal Mounting Type. | 89339.25 | 328321.7437
SFFECO |  |  | SFFECO-3800 Gallon,UL Listed Pre-piped Foam Bladder Tank with 3" Ratio Flow Controller and Other Standard Accessories. Horizontal Mounting Type. | 90013 | 330797.775
SFFECO |  |  | SFFECO-3800 Gallon,UL Listed Pre-piped Foam Bladder Tank with 4" Ratio Flow Controller and Other Standard Accessories. Horizontal Mounting Type. | 90282.5 | 331788.1875
SFFECO |  |  | SFFECO-3900 Gallon,UL Listed Pre-piped Foam Bladder Tank with 2" Ratio Flow Controller and Other Standard Accessories.Horizontal Mounting Type. | 89878.25 | 330302.5687
SFFECO |  |  | SFFECO-3900 Gallon,UL Listed Pre-piped Foam Bladder Tank with 3" Ratio Flow Controller and Other Standard Accessories. Horizontal Mounting Type. | 90552 | 332778.6
SFFECO |  |  | SFFECO-3900 Gallon,UL Listed Pre-piped Foam Bladder Tank with 4" Ratio Flow Controller and Other Standard Accessories. Horizontal Mounting Type. | 90821.5 | 333769.0125
SFFECO |  |  | SFFECO-4000 Gallon,UL Listed Pre-piped Foam Bladder Tank with 2" Ratio Flow Controller and Other Standard Accessories.Horizontal Mounting Type. | 90956.25 | 334264.2188
SFFECO |  |  | SFFECO-4000 Gallon,UL Listed Pre-piped Foam Bladder Tank with 3" Ratio Flow Controller and Other Standard Accessories. Horizontal Mounting Type. | 91495.25 | 336245.0438
SFFECO |  |  | SFFECO-4000 Gallon,UL Listed Pre-piped Foam Bladder Tank with 4" Ratio Flow Controller and Other Standard Accessories. Horizontal Mounting Type. | 91764.75 | 337235.4562
Foam Concentrate Control Valve-Hydraulic Operated for UL listed Bladder Tank
SFFECO |  | 120013200005 | Additional Price for 0.75" Foam Concentrate Control Valve Hydraulic Operated arrangement for UL listed Bladder Tank | 2039.9077 | 7496.6608
SFFECO |  | 120013200006 | Additional Price for 1" Foam Concentrate Control Valve Hydraulic Operated arrangement for UL listed Bladder Tank | 2142.525 | 7873.7794
SFFECO |  | 120013200007 | Additional Price for 1.5" Foam Concentrate Control Valve Hydraulic Operated arrangement for UL listed Bladder Tank | 2391.2942 | 8788.0063
SFFECO |  | 120013200008 | Additional Price for 2" Foam Concentrate Control Valve Hydraulic Operated arrangement for UL listed Bladder Tank | 3373.9327 | 12399.2026
SFFECO |  | 120013200009 | Additional Price for 2.5" Foam Concentrate Control Valve Hydraulic Operated arrangement for UL listed Bladder Tank | 5364.0865 | 19713.018
SFFECO UL LISTED HOSE STREAM NOZZLE
SFFECO |  | 6009200008 | UL listed Nozzle, Hose Stream Low Expansion Branch Pipe, SFFECO, 59 GPM SS304 - 2 1/2in. Male Inst. Inlet. SFFECO Model SF-FS-HN-59LX-D | 470.3293 | 1728.4603
SFFECO |  | 6009200009 | UL listed Nozzle, Hose Stream Low Expansion Branch Pipe, SFFECO, 119 GPM SS304 - 2 1/2in. Male Inst. Inlet. SFFECO Model SF-FS-HN-119LX-D | 705.494 | 2592.6904
SFFECO UL LISTED INLINE INDUCTOR / PROPORTIONER
SFFECO |  | 6003200006 | UL listed In Line Inductor / Proportioner for portable installation, 59 GPM, SFFECO SS304-Threaded 2 1/4in. Male BSP fitted with 2 1/2in. Male Inst. Inlet and Female Inst. Outlet. SFFECO Model SF-FS-PIP-59-D | 438.974 | 1613.2296
SFFECO |  | 6003200007 | UL listed In Line Inductor / Proportioner for portable installation, 119 GPM, SFFECO SS304-Threaded 2 1/2in. Male BSP fitted with 2 1/2in. Male Inst. Inlet and Female Inst. Outlet. SFFECO Model SF-FS-PIP-119-D | 580.0728 | 2131.7677
SFFECO |  | 6003200008 | UL listed In Line Inductor / Proportioner for Fixed installation, 159 GPM, SFFECO SS304-3in. Flanged Inlet & Outlet. SFFECO Model SF-FS-FIP-159-D | 677.2742 | 2488.9828
SFFECO UL LISTED FOAM CHAMBERS
SFFECO |  | 120002200002 | Foam Chamber 19-96 GPM with vapour seal for fixed roof tank, Inlet 50 NB & outlet 80 NB, with spool piece and Split Deflector FDA2, made of Carbon Steel, UL Listed, SFFECO Model SFD-FS-FC2 | 1018.71 | 3743.7592
SFFECO |  | 120002200003 | Foam Chamber 51-190 GPM with vapour seal for fixed roof tank, Inlet 65 NB & outlet 100 NB, with spool piece and Split Deflector FDA3, made of Carbon Steel, UL Listed, SFFECO Model SFD-FS-FC3 | 1263.955 | 4645.0346
SFFECO |  | 120002200020 | SFFECO Foam Chamber 43-78 GPM flow range. 0.63 inch Orifice dia, with vapour seal for fixed roof tank, Inlet 65 NB & outlet 100 NB,with deflector FD65 made of Carbon Steel, Red Painted , Model SFD-FS-FC65, UL Approve | 867.79 | 3189.1282
SFFECO |  | 120002200021 | SFFECO Foam Chamber 75-132 GPM flow range. 0.81 inch Orifice dia, with vapour seal for fixed roof tank, Inlet 65 NB & outlet 100 NB,with deflector FD65 made of Carbon Steel, Red Painted , Model SFD-FS-FC65, UL Approve | 867.79 | 3189.1282
SFFECO |  | 120002200022 | SFFECO Foam Chamber 93-215 GPM flow range. 1.05 inches Orifice dia, with vapour seal for fixed roof tank, Inlet 65 NB & outlet 100 NB,with deflector FD65 made of Carbon Steel, Red Painted , Model SFD-FS-FC65, UL Approve | 867.79 | 3189.1282
SFFECO |  | 120002200023 | SFFECO Foam Chamber 87-155 GPM flow range. 0.87 inch Orifice dia, with vapour seal for fixed roof tank, Inlet 80 NB & outlet 150 NB, with deflector FD80 made of Carbon Steel, Red Painted , Model SFD-FS-FC80, UL Approved | 1320.55 | 4853.0212
SFFECO |  | 120002200024 | SFFECO Foam Chamber 139-253 GPM flow range. 1.14 inches Orifice dia, with vapour seal for fixed roof tank, Inlet 80 NB & outlet 150 NB,with deflector FD80 made of Carbon Steel, Red Painted , Model SFD-FS-FC80, UL Approve | 1320.55 | 4853.0212
SFFECO |  | 120002200025 | SFFECO Foam Chamber 231-413 GPM flow range. 1.44 inches Orifice dia, with vapour seal for fixed roof tank, Inlet 80 NB & outlet 150 NB,with deflector FD80 made of Carbon Steel, Red Painted , Model SFD-FS-FC80, UL Approve | 1320.55 | 4853.0212
SFFECO |  | 120002200026 | SFFECO Foam Chamber 154-274 GPM flow range. 1.21 inches Orifice dia, with vapour seal for fixed roof tank, Inlet 100 NB & outlet 200 NB,with deflector FD100 made of Carbon Steel, Red Painted , Model SFD-FS-FC100, UL Approve | 1670.9 | 6140.5575
SFFECO |  | 120002200027 | SFFECO Foam Chamber 264-487 GPM flow range. 1.57 inches Orifice dia, with vapour seal for fixed roof tank, Inlet 100 NB & outlet 200 NB,with deflector FD100 made of Carbon Steel, Red Painted , Model SFD-FS-FC100, UL Approve | 1670.9 | 6140.5575
SFFECO |  | 120002200028 | SFFECO Foam Chamber 435-765 GPM flow range. 1.99 inches Orifice dia, with vapour seal for fixed roof tank, Inlet 100 NB & outlet 200 NB,with deflector FD100 made of Carbon Steel, Red Painted , Model SFD-FS-FC100, UL Approve | 1670.9 | 6140.5575
SFFECO UL LISTED FOAM MAKER
SFFECO |  | 120012200001 | Foam Maker 18-96 GPM, Inlet 50 & outlet 80 NB, along with Foam Pourer Model FPA1, Inlet 80 NB, made of Carbon Steel, UL Listed, SFFECO Model SFD-FS-FM1 | 719.6039 | 2644.5442
SFFECO |  | 120012200002 | Foam Maker 51-190 GPM, Inlet 65 & outlet 100 NB, along with Foam Pourer Model FPA2, Inlet 100 NB, made of Carbon Steel, UL Listed, SFFECO Model SFD-FS-FM2 | 969.7336 | 3563.7708
SFFECO |  | 120012200003 | Foam Maker 100-390 GPM, Inlet 80 & outlet 150 NB, along with Foam Pourer Model FPA3, Inlet 150 NB, made of Carbon Steel, UL Listed, SFFECO Model SFD-FS-FM3 | 1419.967 | 5218.3787
SFFECO UL LISTED FOAM MONITOR
SFFECO |  | 120005200002 | SFFECO WATER CUM FOAM MONITOR SS-316 Monitor Barrel & 75mm (3”) barrel size with 100mm flanged inlet, suitable to discharge 500 US GPM @7kg/cm² with SS 316 Jet–Spray & Aqua fog Non-aspirating Nozzle & Gear operated SS-316 swivel Joints suitable for MANUAL OPERATION, Model SF-FS-FM-500FF-D UL Listed | 3556.0525 | 13068.4929
SFFECO |  | 193027200075 | SFFECO WATER CUM FOAM MONITOR SS-316 Monitor Barrel & 75mm (3”) barrel size with 100mm flanged inlet, suitable to discharge 675 US GPM @7kg/cm² with SS 316 Jet–Spray & Aqua fog Non-aspirating Nozzle & Gear operated SS-316 swivel Joints suitable for MANUAL OPERATION | 3736.6175 | 13732.0693
SFFECO |  | 120005200004 | SFFECO WATER CUM FOAM MONITOR SS-316 Monitor Barrel & 75mm (3”) barrel size with 100mm flanged inlet, suitable to discharge 750 US GPM @7kg/cm² with SS 316 Jet–Spray & Aqua fog Non-aspirating Nozzle & Gear operated SS-316 swivel Joints suitable for MANUAL OPERATION | 3933.3525 | 14455.0704
SFFECO |  | 193027200076 | SFFECO WATER CUM FOAM MONITOR SS-316 Monitor Barrel & 75mm (3”) barrel size with 100mm flanged inlet, suitable to discharge 500-750 US GPM @7kg/cm² with SS 316 Jet–Spray & Aqua fog Non-aspirating Nozzle & Gear operated SS-316 swivel Joints suitable for MANUAL OPERATION | 5408.865 | 19877.5789
SFFECO |  | 193027200077 | SFFECO WATER CUM FOAM MONITOR SS-316 Monitor Barrel & 100mm (4”) barrel size with 100mm flanged inlet, suitable to discharge 1000 US GPM @7kg/cm² with SS 316 Jet–Spray & Aqua fog Non-aspirating Nozzle & Gear operated SS-316 swivel Joints suitable for MANUAL OPERATION | 6228.145 | 22888.4329
SFFECO |  | 120005200007 | SFFECO WATER CUM FOAM MONITOR SS-316 Monitor Barrel & 100mm (4”) barrel size with 100mm flanged inlet, suitable to discharge 500-750-1000 US GPM @7kg/cm² with SS 316 Jet–Spray & Aqua fog Non-aspirating Nozzle & Gear operated SS-316 swivel Joints suitable for MANUAL OPERATION | 9014.775 | 33129.2981
SFFECO |  | 193027200078 | SFFECO WATER CUM FOAM MONITOR SS-316 Monitor Barrel & 150mm (6”) barrel size with 150mm flanged inlet, suitable to discharge 2000 US GPM @7kg/cm² with SS 316 Jet–Spray & Aqua fog Non-aspirating Nozzle & Gear operated SS-316 swivel Joints suitable for MANUAL OPERATION | 13112.5225 | 48188.5202
SFFECO |  | 193027200079 | SFFECO WATER CUM FOAM MONITOR SS-316 Monitor Barrel & 150mm (6”) barrel size with 150mm flanged inlet, suitable to discharge 1000-1500-2000 US GPM @7kg/cm² with SS 316 Jet–Spray & Aqua fog Non-aspirating Nozzle & Gear operated SS-316 swivel Joints suitable for MANUAL OPERATION | 17210.27 | 63247.7422
SFFECO |  | 193027200080 | SFFECO WATER CUM FOAM MONITOR SS-316 Monitor Barrel & 200mm (8”) barrel size with 200mm flanged inlet, suitable to discharge 2000 US GPM @7kg/cm² with SS 316 Jet–Spray & Aqua fog Non-aspirating Nozzle & Gear operated SS-316 swivel Joints suitable for MANUAL OPERATION | 39194.7325 | 144040.6419
SFFECO |  | 193027200081 | SFFECO WATER CUM FOAM MONITOR SS-316 Monitor Barrel & 200mm (8”) barrel size with 200mm flanged inlet, suitable to discharge 3000 US GPM @7kg/cm² with SS 316 Jet–Spray & Aqua fog Non-aspirating Nozzle & Gear operated SS-316 swivel Joints suitable for MANUAL OPERATION | 39194.7325 | 144040.6419
SFFECO |  | 193027200082 | SFFECO WATER CUM FOAM MONITOR SS-316 Monitor Barrel & 200mm (8”) barrel size with 200mm flanged inlet, suitable to discharge 4000 US GPM @7kg/cm² with SS 316 Jet–Spray & Aqua fog Non-aspirating Nozzle & Gear operated SS-316 swivel Joints suitable for MANUAL OPERATION | 39194.7325 | 144040.6419

## Fire Door Honey Comb - NonRise
Fire Doors
Item of | Item Code | Item Code | Description | LIFECO-UK GP (USD) | LIFECO-UK GP (AED)
Single Door - UL Listed
LIFECO-UK |  | 01010062009040043 | LIFECO-UK, UL Listed Single Fire Door Flush Type 2 Hours Fire Rated Size upto 1000mm Width & 2100mm Height, Depth 200mm including Frame and Door Hinges Standard Red Color Painted. (Honey Comb filling) without any Hardware * | 609.7437 | 2240.8083
LIFECO-UK |  | 01010062009040044 | LIFECO-UK, UL Listed Single Fire Door Flush Type 2 Hours Fire Rated Size upto 1160mm Width & 2260mm Height, Depth 200mm including Frame and Door Hinges Standard Red Color Painted. (Honey Comb filling) without any Hardware * | 625.1052 | 2297.2618
LIFECO-UK |  | 01010062009040045 | LIFECO-UK, UL Listed Single Fire Door Flush Type 2 Hours Fire Rated Size upto 1200mm Width & 2500mm Height, Depth 200mm including Frame and Door Hinges Standard Red Color Painted. (Honey Comb filling) without any Hardware * | 798.259 | 2933.6018
LIFECO-UK |  | 01010062009040046 | LIFECO-UK, UL Listed Single Fire Door Flush Type 2 Hours Fire Rated Size upto 1100mm Width & 3000mm Height, Depth 200mm including Frame and Door Hinges Standard Red Color Painted. (Honey Comb filling) without any Hardware * | 849.464 | 3121.7802
LIFECO-UK |  | 01010062009040047 | LIFECO-UK, UL Listed Single Fire Door Flush Type 2 Hours Fire Rated Size upto 1200mm Width & 3000 mm Height, Depth 200mm including Frame and Door Hinges Standard Red Color Painted. (Honey Comb filling) without any Hardware * | 940.9592 | 3458.0252
LIFECO-UK |  | 1010062009040048 | LIFECO-UK, UL Listed Single Fire Door Flush Type 2 Hours Fire Rated Size upto 1000mm Width & 2100mm Height, Depth 200mm including Frame and Door Hinges Standard Red Color Painted. (Fiber Glass insulation) without any Hardware * | 655.5587 | 2409.1784
LIFECO-UK |  | 1010062009040049 | LIFECO-UK, UL Listed Single Fire Door Flush Type 2 Hours Fire Rated Size upto 1160mm Width & 2260mm Height, Depth 200mm including Frame and Door Hinges Standard Red Color Painted. (Fiber Glass insulation) without any Hardware * | 683.8563 | 2513.1717
LIFECO-UK |  | 1010062009040050 | LIFECO-UK, UL Listed Single Fire Door Flush Type 2 Hours Fire Rated Size upto 1200mm Width & 2500mm Height, Depth 200mm including Frame and Door Hinges Standard Red Color Painted. (Fiber Glass insulation) without any Hardware * | 851.7547 | 3130.1987
LIFECO-UK |  | 1010062009040051 | LIFECO-UK, UL Listed Single Fire Door Flush Type 2 Hours Fire Rated Size upto 1100mm Width & 3000mm Height, Depth 200mm including Frame and Door Hinges Standard Red Color Painted. (Fiber Glass insulation) without any Hardware * | 921.151 | 3385.2299
LIFECO-UK |  | 1010062009040052 | LIFECO-UK, UL Listed Single Fire Door Flush Type 2 Hours Fire Rated Size upto 1200mm Width & 3000 mm Height, Depth 200mm including Frame and Door Hinges Standard Red Color Painted. (Fiber Glass insulation) without any Hardware * | 998.228 | 3668.4879
Double Door - UL Listed
LIFECO-UK |  | 1010062010040034 | LIFECO-UK, UL Listed Double Fire Door Flush Type 2 Hours Fire Rated Size upto 1500mm Width & 2100mm Height, Depth 200mm including Frame and Door Hinges Standard Red Color Painted. (Honey Comb filling) without any Hardware * | 982.1927 | 3609.5584
LIFECO-UK |  | 1010062010040035 | LIFECO-UK, UL Listed Double Fire Door Flush Type 2 Hours Fire Rated Size upto 2220mm Width & 2200mm Height, Depth 200mm including Frame and Door Hinges Standard Red Color Painted. (Honey Comb filling) without any Hardware * | 1035.6885 | 3806.1552
LIFECO-UK |  | 1010062010040036 | LIFECO-UK, UL Listed Double Fire Door Flush Type 2 Hours Fire Rated Size upto 1800mm Width & 2400mm Height, Depth 200mm including Frame and Door Hinges Standard Red Color Painted. (Honey Comb filling) without any Hardware * | 1353.1595 | 4972.8612
LIFECO-UK |  | 1010062010040037 | LIFECO-UK, UL Listed Double Fire Door Flush Type 2 Hours Fire Rated Size upto 2000mm Width & 2500mm Height, Depth 200mm including Frame and Door Hinges Standard Red Color Painted. (Honey Comb filling) without any Hardware * | 1408.1375 | 5174.9053
LIFECO-UK |  | 1010062010040038 | LIFECO-UK, UL Listed Double Fire Door Flush Type 2 Hours Fire Rated Size upto 2500mm Width & 2500mm Height, Depth 200mm including Frame and Door Hinges Standard Red Color Painted. (Honey Comb filling) without any Hardware * | 1531.7033 | 5629.0094
LIFECO-UK |  | 1010062010040039 | LIFECO-UK, UL Listed Double Fire Door Flush Type 2 Hours Fire Rated Size upto 2500mm Width & 3000mm Height, Depth 200mm including Frame and Door Hinges Standard Red Color Painted. (Honey Comb filling) without any Hardware * | 1745.4167 | 6414.4066
LIFECO-UK |  | 1010062010040040 | LIFECO-UK, UL Listed Double Fire Door Flush Type 2 Hours Fire Rated Size upto 3000mm Width & 3000mm Height, Depth 200mm including Frame and Door Hinges Standard Red Color Painted. (Honey Comb filling) without any Hardware * | 1976.6477 | 7264.1805
LIFECO-UK |  | 1010062010040041 | LIFECO-UK, UL Listed Double Fire Door Flush Type 2 Hours Fire Rated Size upto 1500mm Width & 2100mm Height, Depth 200mm including Frame and Door Hinges Standard Red Color Painted. (Fiber Glass insulation) without any Hardware * | 1124.893 | 4133.9818
LIFECO-UK |  | 1010062010040042 | LIFECO-UK, UL Listed Double Fire Door Flush Type 2 Hours Fire Rated Size upto 2220mm Width & 2200mm Height, Depth 200mm including Frame and Door Hinges Standard Red Color Painted. (Fiber Glass insulation) without any Hardware * | 1170.0342 | 4299.8759
LIFECO-UK |  | 1010062010040043 | LIFECO-UK, UL Listed Double Fire Door Flush Type 2 Hours Fire Rated Size upto 1800mm Width & 2400mm Height, Depth 200mm including Frame and Door Hinges Standard Red Color Painted. (Fiber Glass insulation) without any Hardware * | 1498.959 | 5508.6743
LIFECO-UK |  | 1010062010040044 | LIFECO-UK, UL Listed Double Fire Door Flush Type 2 Hours Fire Rated Size upto 2000mm Width & 2500mm Height, Depth 200mm including Frame and Door Hinges Standard Red Color Painted. (Fiber Glass insulation) without any Hardware * | 1525.6395 | 5606.7252
LIFECO-UK |  | 1010062010040045 | LIFECO-UK, UL Listed Double Fire Door Flush Type 2 Hours Fire Rated Size upto 2500mm Width & 2500mm Height, Depth 200mm including Frame and Door Hinges Standard Red Color Painted. (Fiber Glass insulation) without any Hardware * | 1713.3463 | 6296.5475
LIFECO-UK |  | 1010062010040046 | LIFECO-UK, UL Listed Double Fire Door Flush Type 2 Hours Fire Rated Size upto 2500mm Width & 3000mm Height, Depth 200mm including Frame and Door Hinges Standard Red Color Painted. (Fiber Glass insulation) without any Hardware * | 1919.379 | 7053.7178
LIFECO-UK |  | 1010062010040047 | LIFECO-UK, UL Listed Double Fire Door Flush Type 2 Hours Fire Rated Size upto 3000mm Width & 3000mm Height, Depth 200mm including Frame and Door Hinges Standard Red Color Painted. (Fiber Glass insulation) without any Hardware * | 2145.3547 | 7884.1787
Fire Doors Accessories / Hardware
x |  | 05010064002040003 | Door Accessories Door Closer, Surface Mounted Type, Without Hold-Open Feature, with Plastic Cover, Model KC1400-16BW, UL Approve | 51.8787 | 190.6544
x |  | 05010076009010001 | Door Stopper, Half Round, EDP, Model DS01 | 3.0319 | 11.1421
x |  | 04010064017040001 | KERALITE Fire Door Accessories, Vision Glass (254 x 254mm) Clear Glass, Model KCMZ.R39039, UL Approve | 128.282 | 471.4364
x |  | 05010064017040001 | Narrow Glass (150x400mm) Clear Glass, UL Listed, R14515, Keralite (for each Leaf) | 200.7775 | 737.8573
x |  | 04010064010040003 | LORIENT Self Adhesive Smoke Seal, GVYI.R27972, Model LAS1212 (BATWING), Suitable For UL And Non UL Doors, Single And Double Panel, 2.2M Length, UL Approved | 8.7587 | 32.1884
x |  | 05010064009040001 | Magnetic Door Holder (Floor Mounted), UL Listed, SZNT.S5351, Vanguard, Model DH-504, Holding Force : about 100LBS, 12 / 24VDC (Selectable) | 87.7222 | 322.3793
x |  | 05010064024020001 | General Door Accessories Level Handle Outer Trim, Zinc Alloy Material Satin Chrome Finish suitable for UL and Non UL Doors Single and Double Panel, Model KD-F4000-B SC, Standard Approve | 32.34 | 118.8495
x |  | 05010064015040002 | Mortise Lock set with Lever Handle and Cylinder with Key inside & outside, with 3/4 in. latch bolts, UL Listed, GYJT.R20499, Thase, Model M3434 | 280.819 | 1032.0098
x |  | 04010140001040001 | Fire Door Accessories, LENCO Brand, Louver, Size 24 inch x 24 inch , UL Listed | On Request | On Request
x |  | 04010140001040002 | Fire Door Accessories, LENCO Brand, Louver, Size 24 inch x 12 inch, UL Listed | On Request | On Request
x |  | 05010064005040001 | Manual Flush Bolt, UL Listed, R21816, Model FB100, Thase (1set=2nos) | 25.872 | 95.0796
x |  | 05010064001040003 | General Door Accessories Panic Exit Device Rim Type, (Without Cylinder), Suitable for UL Doors Single and Double Panel. Model KD-F3200, UL Approve, Horizontal Panic Bar | 79.9068 | 293.6573
x |  | 05010064001040004 | General Door Accessories Panic Exit Device Rim Type, (Without Cylinder), Suitable for UL Doors Double Panel. Model KD-F3260, UL Approve, Vertical Panic Bar | 129.6295 | 476.3884
x |  | 04010076007020006 | General fire door accessories Vertical Panic Bar Rod- Silver Coated Length-2 Mtr with Standard Approve | 48.51 | 178.2742
|  | 04010140001040007 | Fire Door Accessories, Likcoo Brand, Door Coordinator, Model DC001A, Size 141x175mm,Main Body in SS304, Satin Stainless Steel Finish, UL Listed | 56.595 | 207.9866
Note on D41: Mohamed Salah: For Double Door Panic bar set Select 1 qty of both Codes for door height upto 2266mm. For Door Height above 2266mm use 1 No. of Extension Rod(Below Highlighted item code)
Note on D42: Mohamed Salah: For Double Door Panic bar set Select 1 qty of both Codes for door height upto 2266mm. For Door Height above 2266mm use 1 No. of Extension Rod(Below Highlighted item code)

## LIFECO Steel Pipes (SCH10)
LIFECO Steel Pipes
Supplier Item Code | Supplier Item Code | LIFECO Item Code | Description | LIFECO GP (USD) | LIFECO GP (AED)
LIFEO |  |  | LIFECO-UK 1/2 " UL & FM, Welded Black Painted Steel Pipe, ASTM A53 Grade B, SCH 10, 6 meter per piece. |  | 0
LIFEO |  |  | LIFECO-UK 3/4 " UL & FM, Welded Black Painted Steel Pipe, ASTM A53 Grade B, SCH 10, 6 meter per piece. |  | 0
LIFEO |  |  | LIFECO-UK 1 " UL & FM, Welded Black Painted Steel Pipe, ASTM A53 Grade B, SCH 10, 6 meter per piece. |  | 0
LIFEO |  |  | LIFECO-UK 1-1/4 " UL & FM, Welded Black Painted Steel Pipe, ASTM A53 Grade B, SCH 10, 6 meter per piece. |  | 0
LIFEO |  |  | LIFECO-UK 1-1/2 " UL & FM, Welded Black Painted Steel Pipe, ASTM A53 Grade B, SCH 10, 6 meter per piece. |  | 0
LIFEO |  |  | LIFECO-UK 2 " UL & FM, Welded Black Painted Steel Pipe, ASTM A53 Grade B, SCH 10, 6 meter per piece. |  | 0
LIFEO |  |  | LIFECO-UK 2-1/2 " UL & FM, Welded Black Painted Steel Pipe, ASTM A53 Grade B, SCH 10, 6 meter per piece. |  | 0
LIFEO |  |  | LIFECO-UK 3 " UL & FM, Welded Black Painted Steel Pipe, ASTM A53 Grade B, SCH 10, 6 meter per piece. |  | 0
LIFEO |  |  | LIFECO-UK 4 " UL & FM, Welded Black Painted Steel Pipe, ASTM A53 Grade B, SCH 10, 6 meter per piece. |  | 0
LIFEO |  |  | LIFECO-UK 5 " UL & FM, Welded Black Painted Steel Pipe, ASTM A53 Grade B, SCH 10, 6 meter per piece. |  | 0
LIFEO |  |  | LIFECO-UK 6 " UL & FM, Welded Black Painted Steel Pipe, ASTM A53 Grade B, SCH 10, 6 meter per piece. |  | 0
LIFEO |  |  | LIFECO-UK 8 " UL & FM, Welded Black Painted Steel Pipe, ASTM A53 Grade B, SCH 10, 6 meter per piece. |  | 0
LIFEO |  |  | LIFECO-UK 10 ", Welded Black Painted Steel Pipe, ASTM A53 Grade B, SCH 10, 6 meter per piece. |  | 0
LIFEO |  |  | LIFECO-UK 12 " , Welded Black Painted Steel Pipe, ASTM A53 Grade B, SCH 10, 6 meter per piece. |  | 0
LIFEO |  |  | LIFECO-UK 14 ", Welded Black Painted Steel Pipe, ASTM A53 Grade B, SCH 10, 6 meter per piece. |  | 0
LIFEO |  |  | LIFECO-UK 16 ", Welded Black Painted Steel Pipe, ASTM A53 Grade B, SCH 10, 6 meter per piece. |  | 0
LIFEO |  |  | LIFECO-UK 18 ", Welded Black Painted Steel Pipe, ASTM A53 Grade B, SCH 10, 6 meter per piece. |  | 0
LIFEO |  |  | LIFECO-UK 20 ", Welded Black Painted Steel Pipe, ASTM A53 Grade B, SCH 10, 6 meter per piece. |  | 0
LIFEO |  |  | LIFECO-UK 24 ", Welded Black Painted Steel Pipe, ASTM A53 Grade B, SCH 10, 6 meter per piece. |  | 0

## LIFECO Steel Pipes (SCH40)
LIFECO Steel Pipes
Supplier Item Code | Supplier Item Code | LIFECO Item Code | Description | LIFECO GP (USD) | LIFECO GP (AED)
LIFEO |  |  | LIFECO-UK 1/2 " UL & FM, Welded Black Painted Steel Pipe, ASTM A53 Grade B, SCH 40, 6 meter per piece. | 12.42 | 45.6435
LIFEO |  |  | LIFECO-UK 3/4 " UL & FM, Welded Black Painted Steel Pipe, ASTM A53 Grade B, SCH 40, 6 meter per piece. | 15.962 | 58.6603
LIFEO |  |  | LIFECO-UK 1 " UL & FM, Welded Black Painted Steel Pipe, ASTM A53 Grade B, SCH 40, 6 meter per piece. | 23.023 | 84.6095
LIFEO |  |  | LIFECO-UK 1-1/4 " UL & FM, Welded Black Painted Steel Pipe, ASTM A53 Grade B, SCH 40, 6 meter per piece. | 30.774 | 113.0944
LIFEO |  |  | LIFECO-UK 1-1/2 " UL & FM, Welded Black Painted Steel Pipe, ASTM A53 Grade B, SCH 40, 6 meter per piece. | 36.524 | 134.2257
LIFEO |  |  | LIFECO-UK 2 " UL & FM, Welded Black Painted Steel Pipe, ASTM A53 Grade B, SCH 40, 6 meter per piece. | 48.484 | 178.1787
LIFEO |  |  | LIFECO-UK 2-1/2 " UL & FM, Welded Black Painted Steel Pipe, ASTM A53 Grade B, SCH 40, 6 meter per piece. | 76.728 | 281.9754
LIFEO |  |  | LIFECO-UK 3 " UL & FM, Welded Black Painted Steel Pipe, ASTM A53 Grade B, SCH 40, 6 meter per piece. | 99.567 | 365.9087
LIFEO |  |  | LIFECO-UK 4 " UL & FM, Welded Black Painted Steel Pipe, ASTM A53 Grade B, SCH 40, 6 meter per piece. | 140.599 | 516.7013
LIFEO |  |  | LIFECO-UK 5 " UL & FM, Welded Black Painted Steel Pipe, ASTM A53 Grade B, SCH 40, 6 meter per piece. | 189.129 | 695.0491
LIFEO |  |  | LIFECO-UK 6 " UL & FM, Welded Black Painted Steel Pipe, ASTM A53 Grade B, SCH 40, 6 meter per piece. | 244.766 | 899.515
LIFEO |  |  | LIFECO-UK 8 " UL & FM, Welded Black Painted Steel Pipe, ASTM A53 Grade B, SCH 40, 6 meter per piece. | 368.483 | 1354.175
LIFEO |  |  | LIFECO-UK 10 ", Welded Black Painted Steel Pipe, ASTM A53 Grade B, SCH 40, 6 meter per piece. | 537.786 | 1976.3635
LIFEO |  |  | LIFECO-UK 12 " , Welded Black Painted Steel Pipe, ASTM A53 Grade B, SCH 40, 6 meter per piece. | 710.976 | 2612.8368
LIFEO |  |  | LIFECO-UK 14 ", Welded Black Painted Steel Pipe, ASTM A53 Grade B, SCH 40, 6 meter per piece. | 889.41 | 3268.5817
LIFEO |  |  | LIFECO-UK 16 ", Welded Black Painted Steel Pipe, ASTM A53 Grade B, SCH 40, 6 meter per piece. | 1123.619 | 4129.2998
LIFEO |  |  | LIFECO-UK 18 ", Welded Black Painted Steel Pipe, ASTM A53 Grade B, SCH 40, 6 meter per piece. | 1480.809 | 5441.9731
LIFEO |  |  | LIFECO-UK 20 ", Welded Black Painted Steel Pipe, ASTM A53 Grade B, SCH 40, 6 meter per piece. | 1779.234 | 6538.6849
LIFEO |  |  | LIFECO-UK 24 ", Welded Black Painted Steel Pipe, ASTM A53 Grade B, SCH 40, 6 meter per piece. | 2502.584 | 9196.9962

## UL HFC227ea & FK5112 System 360
LIFECO-HFC227 and LIFECO-FK5112 Systems
Supplier Item Code | Supplier Item Code | LIFECO Item Code | Description | LIFECO GP (USD) | LIFECO GP (AED)
Clean Agents
LIFEO |  |  | CLEAN AGENT FK-5112 (UL/FM), Price per KG | 40 | 147
LIFEO |  |  | CLEAN AGENT HFC227ea (UL/FM), Price per KG | 36 | 132.3
HFC227ea System 360 PSI EMPTY CYLINDER - DOT WELDED
LIFEO | 16-100016-001 |  | 16.7L DOT Cylinder Assembly (1-inch Valve Model LF-VA25) for LIFECO-HFC227 system, UL Listed, Model LF-16HFCD-25 | 1347.23 | 4951.0702
LIFEO | 16-100028-001 |  | 28.3L DOT Cylinder Assembly (1-inch Valve Model LF-VA25) for LIFECO-HFC227 system, UL Listed, Model LF-28HFCD-25 | 1356.16 | 4983.888
LIFEO | 16-100052-001 |  | 52L DOT Cylinder Assembly (2-inch Valve Model LF-VA50) for LIFECO-HFC227 system, UL Listed, Model LF-52HFCD-25 | 2006.3415 | 7373.3049
LIFEO | 16-100106-001 |  | 106L DOT Cylinder Assembly (2-inch Valve Model LF-VA50) for LIFECO-HFC227 system, UL Listed, Model LF-106HFCD-25 | 2453.6684 | 9017.2312
LIFEO | 16-100147-001 |  | 147L DOT Cylinder Assembly (2-inch Valve Model LF-VA50) for LIFECO-HFC227 system, UL Listed, Model LF-147HFCD-25 | 2945.554 | 10824.9111
LIFEO | 16-100180-001 |  | 180L DOT Cylinder Assembly (2-inch Valve Model LF-VA50) for LIFECO-HFC227 system, UL Listed, Model LF-180HFCD-25 | 3294.76 | 12108.243
LIFEO | 16-100240-001 |  | 240L DOT Cylinder Assembly (2-inch Valve Model LF-VA50), for LIFECO-HFC227 system, UL Listed, Model LF-240HFCD-25 | 3844.92 | 14130.081
LIFEO | 16-100270-001 |  | 270L DOT Cylinder Assembly (3-inch Valve Model LF-VA80), for LIFECO-HFC227 system, UL Listed, Model LF-270HFCD-25 | 5333.81 | 19601.7517
LIFEO | 16-100369-001 |  | 369L DOT Cylinder Assembly (3-inch Valve Model LF-VA80) for LIFECO-HFC227 system, UL Listed, Model LF-369HFCD-25 | 6431.92 | 23637.306
LIFEO | 16-100453-001 |  | 453L DOT Cylinder Assembly (3-inch Valve Model LF-VA80), for LIFECO-HFC227 system, UL Listed, Model LF-453HFCD-25 | 6383.43 | 23459.1053
FK5112 System 360 PSI EMPTY CYLINDER - DOT WELDED
LIFEO | 18-100016-002 |  | 16.7L DOT Cylinder Assembly (1-inch Valve Model LF-VA25) for LIFECO-FK5112 system, UL Listed, Model LF-16FKD-25 | 1347.23 | 4951.0702
LIFEO | 18-100028-002 |  | 28.3L DOT Cylinder Assembly (1-inch Valve Model LF-VA25) for LIFECO-FK5112 system, UL Listed, Model LF-28FKD-25 | 1356.16 | 4983.888
LIFEO | 18-100052-002 |  | 52L DOT Cylinder Assembly (2-inch Valve Model LF-VA50) for LIFECO-FK5112 system, UL Listed, Model LF-52FKD-25 | 2006.3415 | 7373.3049
LIFEO | 18-100106-002 |  | 106L DOT Cylinder Assembly (2-inch Valve Model LF-VA50) for LIFECO-FK5112 system, UL Listed, Model LF-106FKD-25 | 2453.6684 | 9017.2312
LIFEO | 18-100147-002 |  | 147L DOT Cylinder Assembly (2-inch Valve Model LF-VA50) for LIFECO-FK5112 system, UL Listed, Model LF-147FKD-25 | 2945.554 | 10824.9111
LIFEO | 18-100180-002 |  | 180L DOT Cylinder Assembly (2-inch Valve Model LF-VA50) for LIFECO-FK5112 system, UL Listed, Model LF-180FKD-25 | 3294.76 | 12108.243
LIFEO | 18-100240-002 |  | 240L DOT Cylinder Assembly (2-inch Valve Model LF-VA50), for LIFECO-FK5112 system, UL Listed, Model LF-240FKD-25 | 3844.92 | 14130.081
LIFEO | 18-100270-002 |  | 270L DOT Cylinder Assembly (3-inch Valve Model LF-VA80), for LIFECO-FK5112 system, UL Listed, Model LF-270FKD-25 | 5333.81 | 19601.7517
LIFEO | 18-100369-002 |  | 369L DOT Cylinder Assembly (3-inch Valve Model LF-VA80) for LIFECO-FK5112 system, UL Listed, Model LF-369FKD-25 | 6431.92 | 23637.306
LIFEO | 18-100453-002 |  | 453L DOT Cylinder Assembly (3-inch Valve Model LF-VA80), for LIFECO-FK5112 system, UL Listed, Model LF-453FKD-25 | 6383.43 | 23459.1053
Cylinder Label
LIFEO | 18-110034-002 |  | Cylinder Label for LIFECO-FK5112 System, Model LF-CL1 | 50 | 183.75
LIFEO | 17-110034-002 |  | Cylinder Label for LIFECO-HFC227 System Model LF-CL2 | 50 | 183.75
Cylinder Valve Adaptor
LIFEO | 17-110093-001 |  | 1" NPT Valve Outlet Adaptor, Model LF-1ADNPT | 160.5 | 589.8375
LIFEO | 17-110094-001 |  | 2" NPT Valve Outlet Adaptor, Model LF-2ADNPT | 235.5 | 865.4625
LIFEO | 17-110075-002 |  | 3" NPT Valve Outlet Adaptor, Model LF-3ADNPT | 300 | 1102.5
LIFEO | 17-110075-001 |  | 3" BSP Valve Outlet Adaptor, Model LF-3ADBSP | 300 | 1102.5
LIFEO | 17-110075-003 |  | 3" Groove Valve Outlet Adaptor, Model LF-3ADG | 300 | 1102.5
Liquid Level Indicator
LIFEO | 17-110087-001 |  | Liquid level indicator for 106L, Model LF-LLI1 | 789 | 2899.575
LIFEO | 17-110088-001 |  | Liquid level indicator for 147L and 369L, Model LF-LLI2 | 789 | 2899.575
LIFEO | 17-110089-001 |  | Liquid level indicator for 180L, Model LF-LLI3 | 789 | 2899.575
ACTUATION DEVICES & ACCESSORIES
LIFEO | 17-110066-002 |  | Supervised Latching Solenoid Actuator, Model LF-EASV-LS | 540 | 1984.5
LIFEO | 17-110028-001 |  | Manual Actuator, Model LF-MA | 111 | 407.925
LIFEO | 17-110029-001 |  | Pneumatic Actuator, Model LF-PA | 111 | 407.925
LIFEO | 17-110033-001 |  | Flexible Hose Assembly,L710mm, D1/4" Model LF-FH710 | 20.25 | 74.4188
LIFEO | 17-110090-001 |  | ¼" Nipple for pneumatic, Model LF-025N | 3 | 11.025
LIFEO | 17-110091-001 |  | ¼" Tee for pneumatic, Model LF-025T | 12 | 44.1
LIFEO | 17-110092-001 |  | ¼" Elbow for pneumatic, Model LF-025E | 7.8 | 28.665
LIFEO | 17-110095-002 |  | Discharge pressure switch, Model LF-DPS | 567 | 2083.725
LIFEO | 17-110096-001 |  | ¼" BSP x ½" NPT Adaptor for Discharge Pressure Switch, Model LF-05ADNPT | 3.9 | 14.3325
DISCHARGE HOSES & CHECK VALVES
LIFEO | 17-110030-001 |  | 25mm (1-inch) Discharge Hose, Model LF-DH25 | 58.05 | 213.3338
LIFEO | 17-110031-001 |  | 50mm (2-inch) Discharge Hose, Model LF-DH50 | 264.6 | 972.405
LIFEO | 17-110032-001 |  | 80mm (3-inch) Discharge Hose, Model LF-DH80 | 711 | 2612.925
LIFEO | 17-110040-001 |  | 25mm (1-inch) Check Valve, Model LF-CV25 | 180.6 | 663.705
LIFEO | 17-110041-001 |  | 50mm (2-inch) Check Valve, Model LF-CV50 | 265.05 | 974.0587
LIFEO | 17-110067-001 |  | 80mm (3-inch) Check Valve, Model LF-CV80 | 993 | 3649.275
PRESSURE GAUGE & FLOW DETECTOR SWITCH
LIFEO | 18-110027-002 |  | Pressure gauge c/w contact switch for LIFECO-FK5112 System, Model LF-PGLPS1 | 375 | 1378.125
LIFEO | 18-110027-002 |  | Pressure gauge c/w contact switch for LIFECO-HFC227 System, Model LF-PGLPS2 | 375 | 1378.125
CYLINDER MOUNTING PARTS
LIFEO | 17-110036-001 |  | 16.6, 16.7 & 28.3L Cylinder Bracket Assembly, Model LF-CB1 | 122.7 | 450.9225
LIFEO | 17-110037-001 |  | 52L, 106L, 147L and 180L Cylinder Bracket Assembly, Model LF-CB2 | 160.5 | 589.8375
LIFEO | 17-110038-001 |  | 240L & (180L TPED) Cylinder Bracket Assembly, Model LF-CB3 | 174 | 639.45
LIFEO | 17-110037-003 |  | 270L & 369L Cylinder Bracket Assembly, Model LF-CB4 | 270 | 992.25
LIFEO | 17-110038-002 |  | 453L Cylinder Bracket Assembly, Model LF-CB5 | 312 | 1146.6
LIFEO | 17-110038-003 |  | 52L TPED Cylinder Bracket Assembly, Model LF-CB6
The above cylinder bracket assembly consist of two (2) sets Unistrut channel, M10 stud, wing nuts and half-strap bracket.
FK5112 - 360 Discharge Nozzles
LIFEO | 18-110019-002 |  | 15mm (½-inch) 360° NPT Brass Discharge Nozzle, Model LF-360F-15 | 162 | 595.35
LIFEO | 18-110020-002 |  | 20mm (¾-inch) 360° NPT Brass Discharge Nozzle, Model LF-360F-20 | 162 | 595.35
LIFEO | 18-110021-002 |  | 25mm (1-inch) 360° NPT Brass Discharge Nozzle, Model LF-360F-25 | 162 | 595.35
LIFEO | 18-110022-002 |  | 32mm (1 ¼-inch) 360° NPT Brass Discharge Nozzle, Model LF-360F-32 | 162 | 595.35
LIFEO | 18-110023-002 |  | 40mm (1 ½-inch) 360° NPT Brass Discharge Nozzle, Model LF-360F-40 | 180 | 661.5
LIFEO | 18-110024-002 |  | 50mm (2-inch) 360° NPT Brass Discharge Nozzle, Model LF-360F-50 | 267 | 981.225
FK5112 - 180 Discharge Nozzles
LIFEO | 18-110013-002 |  | 15mm (½-inch) 180° NPT Brass Discharge Nozzle, Model LF-180F-15 | 162 | 595.35
LIFEO | 18-110014-002 |  | 20mm (¾-inch) 180° NPT Brass Discharge Nozzle, Model LF-180F-20 | 162 | 595.35
LIFEO | 18-110015-002 |  | 25mm (1-inch) 180° NPT Brass Discharge Nozzle, Model LF-180F-25 | 162 | 595.35
LIFEO | 18-110016-002 |  | 32mm (1 ¼-inch) 180° NPT Brass Discharge Nozzle, Model LF-180F-32 | 162 | 595.35
LIFEO | 18-110017-002 |  | 40mm (1 ½-inch) 180° NPT Brass Discharge Nozzle, Model LF-180F-40 | 180 | 661.5
LIFEO | 18-110018-002 |  | 50mm (2-inch) 180° NPT Brass Discharge Nozzle, Model LF-180F-50 | 262 | 962.85
HFC227 - 360 Discharge Nozzles
LIFEO | 16-110019-001 |  | 15mm (½-inch) 360° NPT Brass Discharge Nozzle, Model LF-360H-15 | 162 | 595.35
LIFEO | 16-110020-001 |  | 20mm (¾-inch) 360° NPT Brass Discharge Nozzle, Model LF-360H-20 | 162 | 595.35
LIFEO | 16-110021-001 |  | 25mm (1-inch) 360° NPT Brass Discharge Nozzle, Model LF-360H-25 | 162 | 595.35
LIFEO | 16-110022-001 |  | 32mm (1 ¼-inch) 360° NPT Brass Discharge Nozzle, Model LF-360H-32 | 162 | 595.35
LIFEO | 16-110023-001 |  | 40mm (1 ½-inch) 360° NPT Brass Discharge Nozzle, Model LF-360H-40 | 180 | 661.5
LIFEO | 16-110024-001 |  | 50mm (2-inch) 360° NPT Brass Discharge Nozzle, Model LF-360H-50 | 267 | 981.225
HFC227 - 180 Discharge Nozzles
LIFEO | 16-110013-001 |  | 15mm (½-inch) 180° NPT Brass Discharge Nozzle, Model LF-180H-15 | 162 | 595.35
LIFEO | 16-110014-001 |  | 20mm (¾-inch) 180° NPT Brass Discharge Nozzle, Model LF-180H-20 | 162 | 595.35
LIFEO | 16-110015-001 |  | 25mm (1-inch) 180° NPT Brass Discharge Nozzle, Model LF-180H-25 | 162 | 595.35
LIFEO | 16-110016-001 |  | 32mm (1 ¼-inch) 180° NPT Brass Discharge Nozzle, Model LF-180H-32 | 162 | 595.35
LIFEO | 16-110017-001 |  | 40mm (1 ½-inch) 180° NPT Brass Discharge Nozzle, Model LF-180H-40 | 180 | 661.5
LIFEO | 16-110018-001 |  | 50mm (2-inch) 180° NPT Brass Discharge Nozzle, Model LF-180H-50 | 262 | 962.85
FK5112 - Warning Signages
LIFEO |  |  | LIFECO-UK Caution Sign for FK5112 System, DO NOT ENTER Sign, Size 254x330 mm, Model CSFK1 | 101.2245 | 372
LIFEO |  |  | LIFECO-UK Caution Sign for FK5112 System, EVACUATION Sign, Size 203.2x203.2 mm, Model CSFK2 | 81.6327 | 300
LIFEO |  |  | LIFECO-UK Caution Sign for FK5112 System, RELEASE MANUAL Sign, Size 203.2x101.6 mm, Model CSFK3 | 57.1429 | 210
LIFEO |  |  | LIFECO-UK Caution Sign for FK5112 System, SYSTEM ABORT Sign, Size 102x57 mm, Model CSFK4 | 40.8163 | 150
LIFEO |  |  | LIFECO-UK Caution Sign for FK5112 System, FLASHING LIGHT Sign, Size 127x203.2 mm, Model CSFK5 | 57.1429 | 210
HFC227 - Warning Signages
LIFEO |  |  | LIFECO-UK Caution Sign for HFC227ea System, DO NOT ENTER Sign, Size 254x330 mm, Model CSHFC1 | 101.2245 | 372
LIFEO |  |  | LIFECO-UK Caution Sign for HFC227ea System, Evacuate Sign, Size 203.2x203.2 mm, Model CSHFC2 | 81.6327 | 300
LIFEO |  |  | LIFECO-UK Caution Sign for HFC227ea System, Release Manual Sign, Size 203.2x101.6 mm, Model CSHFC3 | 57.1429 | 210
LIFEO |  |  | LIFECO-UK Caution Sign for HFC227ea System, SYSTEM ABORT Sign, Size 102x57 mm, Model CSHFC4 | 40.8163 | 150
LIFEO |  |  | LIFECO-UK Caution Sign for HFC227ea System, FLASHING LIGHT Sign, Size 127x203.2 mm, Model CSHFC5 | 57.1429 | 210

## Price List (hidden)
UL Electric VTP 50Hz 30VT
Item of | LIFECO-UK Item Code | Supplier Item Code | Description |  | LIFECO-UK GP (USD) | LIFECO-UK GP (AED)
LIFECO-UK | 126064200880 | 1 | LIFECO-UK-UL Listed Vertical Turbine Pump (LFP 200-30 VT-2900RPM) 200 GPM @ 6 Bar, Coupled with 50Hz VHS Motor. Pressure Gauge, Air Release Valve and Casing Relief Valve are included. | LFP 200-30 VT-2900RPM | 19675.2338 | 72306.4842
LIFECO-UK | 126064200881 | 1 | LIFECO-UK-UL Listed Vertical Turbine Pump (LFP 200-30 VT-2900RPM) 200 GPM @ 7 Bar, Coupled with 50Hz VHS Motor. Pressure Gauge, Air Release Valve and Casing Relief Valve are included. | LFP 200-30 VT-2900RPM | 19675.2338 | 72306.4842
LIFECO-UK | 126064200882 | 1 | LIFECO-UK-UL Listed Vertical Turbine Pump (LFP 200-30 VT-2900RPM) 200 GPM @ 8 Bar, Coupled with 50Hz VHS Motor. Pressure Gauge, Air Release Valve and Casing Relief Valve are included. | LFP 200-30 VT-2900RPM | 21638.9412 | 79523.1088
LIFECO-UK | 126064200883 | 1 | LIFECO-UK-UL Listed Vertical Turbine Pump (LFP 200-30 VT-2900RPM) 200 GPM @ 9 to 11 Bar, Coupled with 50Hz VHS Motor. Pressure Gauge, Air Release Valve and Casing Relief Valve are included. | LFP 200-30 VT-2900RPM | 23254.6305 | 85460.767
LIFECO-UK | 126064200884 | 1 | LIFECO-UK-UL Listed Vertical Turbine Pump (LFP 200-30 VT-2900RPM) 200 GPM @ 12 to 14 Bar, Coupled with 50Hz VHS Motor. Pressure Gauge, Air Release Valve and Casing Relief Valve are included. | LFP 200-30 VT-2900RPM | 24729.8914 | 90882.3509
LIFECO-UK | 126064200400 | 1 | LIFECO-UK-UL Listed Vertical Turbine Pump (LFP 200-30 VT-2900RPM) 200 GPM @ 15 Bar, Coupled with 50Hz ODP Electric Motor and Gear Drive. Pressure Gauge, Air Release Valve and Casing Relief Valve are included. | LFP 200-30 VT-2900RPM | 29770.0483 | 109404.9274
LIFECO-UK | 126064200401 | 1 | LIFECO-UK-UL Listed Vertical Turbine Pump (LFP 200-30 VT-2900RPM) 200 GPM @ 16 Bar, Coupled with 50Hz ODP Electric Motor and Gear Drive. Pressure Gauge, Air Release Valve and Casing Relief Valve are included. | LFP 200-30 VT-2900RPM | 30761.4419 | 113048.2991
LIFECO-UK | 126064200402 | 1 | LIFECO-UK-UL Listed Vertical Turbine Pump (LFP 200-30 VT-2900RPM) 200 GPM @ 17 Bar, Coupled with 50Hz ODP Electric Motor and Gear Drive. Pressure Gauge, Air Release Valve and Casing Relief Valve are included. | LFP 200-30 VT-2900RPM | 30761.4419 | 113048.2991
LIFECO-UK | 126064200403 | 1 | LIFECO-UK-UL Listed Vertical Turbine Pump (LFP 200-30 VT-2900RPM) 200 GPM @ 18 Bar, Coupled with 50Hz ODP Electric Motor and Gear Drive. Pressure Gauge, Air Release Valve and Casing Relief Valve are included. | LFP 200-30 VT-2900RPM | 30761.4419 | 113048.2991
LIFECO-UK | 126064200404 | 1 | LIFECO-UK-UL Listed Vertical Turbine Pump (LFP 200-30 VT-2980RPM) 200 GPM @ 19 Bar, Coupled with 50Hz ODP Electric Motor and Gear Drive. Pressure Gauge, Air Release Valve and Casing Relief Valve are included. | LFP 200-30 VT-2980RPM | 33723.4118 | 123933.5382
LIFECO-UK | 126064200405 | 1 | LIFECO-UK-UL Listed Vertical Turbine Pump (LFP 200-30 VT-2900RPM) 200 GPM @ 20 Bar, Coupled with 50Hz ODP Electric Motor and Gear Drive. Pressure Gauge, Air Release Valve and Casing Relief Valve are included. | LFP 200-30 VT-2900RPM | 35311.6259 | 129770.2253
LIFECO-UK | 126064200885 | 1 | LIFECO-UK-UL Listed Vertical Turbine Pump (LFP 250-30 VT-2900RPM) 250 GPM @ 6 Bar, Coupled with 50Hz VHS Motor. Pressure Gauge, Air Release Valve and Casing Relief Valve are included. | LFP 250-30 VT-2900RPM | 19675.2338 | 72306.4842
LIFECO-UK | 126064200886 | 1 | LIFECO-UK-UL Listed Vertical Turbine Pump (LFP 250-30 VT-2900RPM) 250 GPM @ 7 Bar, Coupled with 50Hz VHS Motor. Pressure Gauge, Air Release Valve and Casing Relief Valve are included. | LFP 250-30 VT-2900RPM | 20346.8477 | 74774.6652
LIFECO-UK | 126064200887 | 1 | LIFECO-UK-UL Listed Vertical Turbine Pump (LFP 250-30 VT-2900RPM) 250 GPM @ 8 Bar, Coupled with 50Hz VHS Motor. Pressure Gauge, Air Release Valve and Casing Relief Valve are included. | LFP 250-30 VT-2900RPM | 21638.9412 | 79523.1088
LIFECO-UK | 126064200888 | 1 | LIFECO-UK-UL Listed Vertical Turbine Pump (LFP 250-30 VT-2900RPM) 250 GPM @ 9 to 10 Bar, Coupled with 50Hz VHS Motor. Pressure Gauge, Air Release Valve and Casing Relief Valve are included. | LFP 250-30 VT-2900RPM | 23254.6305 | 85460.767
LIFECO-UK | 126064200889 | 1 | LIFECO-UK-UL Listed Vertical Turbine Pump (LFP 250-30 VT-2900RPM) 250 GPM @ 11 to 14 Bar, Coupled with 50Hz VHS Motor. Pressure Gauge, Air Release Valve and Casing Relief Valve are included. | LFP 250-30 VT-2900RPM | 24729.8914 | 90882.3509
LIFECO-UK | 126064200412 | 1 | LIFECO-UK-UL Listed Vertical Turbine Pump (LFP 250-30 VT-2980RPM) 250 GPM @ 15 Bar, Coupled with 50Hz ODP Electric Motor and Gear Drive. Pressure Gauge, Air Release Valve and Casing Relief Valve are included. | LFP 250-30 VT-2980RPM | 29770.0483 | 109404.9274
LIFECO-UK | 126064200413 | 1 | LIFECO-UK-UL Listed Vertical Turbine Pump (LFP 250-30 VT-2900RPM) 250 GPM @ 16 Bar, Coupled with 50Hz ODP Electric Motor and Gear Drive. Pressure Gauge, Air Release Valve and Casing Relief Valve are included. | LFP 250-30 VT-2900RPM | 30761.4419 | 113048.2991
LIFECO-UK | 126064200414 | 1 | LIFECO-UK-UL Listed Vertical Turbine Pump (LFP 250-30 VT-2900RPM) 250 GPM @ 17 Bar, Coupled with 50Hz ODP Electric Motor and Gear Drive. Pressure Gauge, Air Release Valve and Casing Relief Valve are included. | LFP 250-30 VT-2900RPM | 30761.4419 | 113048.2991
LIFECO-UK | 126064200415 | 1 | LIFECO-UK-UL Listed Vertical Turbine Pump (LFP 250-30 VT-2900RPM) 250 GPM @ 18 Bar, Coupled with 50Hz ODP Electric Motor and Gear Drive. Pressure Gauge, Air Release Valve and Casing Relief Valve are included. | LFP 250-30 VT-2900RPM | 33723.4118 | 123933.5382
LIFECO-UK | 126064200416 | 1 | LIFECO-UK-UL Listed Vertical Turbine Pump (LFP 250-30 VT-2900RPM) 250 GPM @ 19 to 20 Bar, Coupled with 50Hz ODP Electric Motor and Gear Drive. Pressure Gauge, Air Release Valve and Casing Relief Valve are included. | LFP 250-30 VT-2900RPM | 35311.6259 | 129770.2253
LIFECO-UK | 126064200890 | 1 | LIFECO-UK-UL Listed Vertical Turbine Pump (LFP 300-30 VT-2900RPM) 300 GPM @ 6 Bar, Coupled with 50Hz VHS Motor. Pressure Gauge, Air Release Valve and Casing Relief Valve are included. | LFP 300-30 VT-2900RPM | 19675.2338 | 72306.4842
LIFECO-UK | 126064200891 | 1 | LIFECO-UK-UL Listed Vertical Turbine Pump (LFP 300-30 VT-2900RPM) 300 GPM @ 7 Bar, Coupled with 50Hz VHS Motor. Pressure Gauge, Air Release Valve and Casing Relief Valve are included. | LFP 300-30 VT-2900RPM | 20346.8477 | 74774.6652
LIFECO-UK | 126064200892 | 1 | LIFECO-UK-UL Listed Vertical Turbine Pump (LFP 300-30 VT-2900RPM) 300 GPM @ 8 Bar, Coupled with 50Hz VHS Motor. Pressure Gauge, Air Release Valve and Casing Relief Valve are included. | LFP 300-30 VT-2900RPM | 21638.9412 | 79523.1088
LIFECO-UK | 126064200893 | 1 | LIFECO-UK-UL Listed Vertical Turbine Pump (LFP 300-30 VT-2900RPM) 300 GPM @ 9 to 10 Bar, Coupled with 50Hz VHS Motor. Pressure Gauge, Air Release Valve and Casing Relief Valve are included. | LFP 300-30 VT-2900RPM | 23254.6305 | 85460.767
LIFECO-UK | 126064200894 | 1 | LIFECO-UK-UL Listed Vertical Turbine Pump (LFP 300-30 VT-2900RPM) 300 GPM @ 11 to 13 Bar, Coupled with 50Hz VHS Motor. Pressure Gauge, Air Release Valve and Casing Relief Valve are included. | LFP 300-30 VT-2900RPM | 24729.8914 | 90882.3509
LIFECO-UK | 126064200422 | 1 | LIFECO-UK-UL Listed Vertical Turbine Pump (LFP 300-30 VT-2900RPM) 300 GPM @ 14 Bar, Coupled with 50Hz ODP Electric Motor and Gear Drive. Pressure Gauge, Air Release Valve and Casing Relief Valve are included. | LFP 300-30 VT-2900RPM | 29770.0483 | 109404.9274
LIFECO-UK | 126064200423 | 1 | LIFECO-UK-UL Listed Vertical Turbine Pump (LFP 300-30 VT-2900RPM) 300 GPM @ 15 Bar, Coupled with 50Hz ODP Electric Motor and Gear Drive. Pressure Gauge, Air Release Valve and Casing Relief Valve are included. | LFP 300-30 VT-2900RPM | 30761.4419 | 113048.2991
LIFECO-UK | 126064200424 | 1 | LIFECO-UK-UL Listed Vertical Turbine Pump (LFP 300-30 VT-2900RPM) 300 GPM @ 16 to 17 Bar, Coupled with 50Hz ODP Electric Motor and Gear Drive. Pressure Gauge, Air Release Valve and Casing Relief Valve are included. | LFP 300-30 VT-2900RPM | 30761.4419 | 113048.2991
LIFECO-UK | 126064200425 | 1 | LIFECO-UK-UL Listed Vertical Turbine Pump (LFP 300-30 VT-2900RPM) 300 GPM @ 18 Bar, Coupled with 50Hz ODP Electric Motor and Gear Drive. Pressure Gauge, Air Release Valve and Casing Relief Valve are included. | LFP 300-30 VT-2900RPM | 33723.4118 | 123933.5382
LIFECO-UK | 126064200426 | 1 | LIFECO-UK-UL Listed Vertical Turbine Pump (LFP 300-30 VT-2900RPM) 300 GPM @ 19 Bar, Coupled with 50Hz ODP Electric Motor and Gear Drive. Pressure Gauge, Air Release Valve and Casing Relief Valve are included. | LFP 300-30 VT-2900RPM | 35311.6259 | 129770.2253
LIFECO-UK | 126064200427 | 1 | LIFECO-UK-UL Listed Vertical Turbine Pump (LFP 300-30 VT-2900RPM) 300 GPM @ 20 Bar, Coupled with 50Hz ODP Electric Motor and Gear Drive. Pressure Gauge, Air Release Valve and Casing Relief Valve are included. | LFP 300-30 VT-2900RPM | 35311.6259 | 129770.2253
LIFECO-UK | 126064200895 | 1 | LIFECO-UK-UL Listed Vertical Turbine Pump (LFP 400-30 VT-2900RPM) 400 GPM @ 6 Bar, Coupled with 50Hz VHS Motor. Pressure Gauge, Air Release Valve and Casing Relief Valve are included. | LFP 400-30 VT-2900RPM | 19675.2338 | 72306.4842
LIFECO-UK | 126064200896 | 1 | LIFECO-UK-UL Listed Vertical Turbine Pump (LFP 400-30 VT-2900RPM) 400 GPM @ 7 to 8 Bar, Coupled with 50Hz VHS Motor. Pressure Gauge, Air Release Valve and Casing Relief Valve are included. | LFP 400-30 VT-2900RPM | 21638.9412 | 79523.1088
LIFECO-UK | 126064200897 | 1 | LIFECO-UK-UL Listed Vertical Turbine Pump (LFP 400-30 VT-2900RPM) 400 GPM @ 9 Bar, Coupled with 50Hz VHS Motor. Pressure Gauge, Air Release Valve and Casing Relief Valve are included. | LFP 400-30 VT-2900RPM | 23254.6305 | 85460.767
LIFECO-UK | 126064200898 | 1 | LIFECO-UK-UL Listed Vertical Turbine Pump (LFP 400-30 VT-2900RPM) 400 GPM @ 10 Bar, Coupled with 50Hz VHS Motor. Pressure Gauge, Air Release Valve and Casing Relief Valve are included. | LFP 400-30 VT-2900RPM | 23557.6199 | 86574.2532
LIFECO-UK | 126064200899 | 1 | LIFECO-UK-UL Listed Vertical Turbine Pump (LFP 400-30 VT-2900RPM) 400 GPM @ 11 to 13 Bar, Coupled with 50Hz VHS Motor. Pressure Gauge, Air Release Valve and Casing Relief Valve are included. | LFP 400-30 VT-2900RPM | 24729.8914 | 90882.3509
LIFECO-UK | 126064200433 | 1 | LIFECO-UK-UL Listed Vertical Turbine Pump (LFP 400-30 VT-2980RPM) 400 GPM @ 14 Bar, Coupled with 50Hz ODP Electric Motor and Gear Drive. Pressure Gauge, Air Release Valve and Casing Relief Valve are included. | LFP 400-30 VT-2980RPM | 29770.0483 | 109404.9274
LIFECO-UK | 126064200434 | 1 | LIFECO-UK-UL Listed Vertical Turbine Pump (LFP 400-30 VT-2900RPM) 400 GPM @ 15 Bar, Coupled with 50Hz ODP Electric Motor and Gear Drive. Pressure Gauge, Air Release Valve and Casing Relief Valve are included. | LFP 400-30 VT-2900RPM | 30761.4419 | 113048.2991
LIFECO-UK | 126064200435 | 1 | LIFECO-UK-UL Listed Vertical Turbine Pump (LFP 400-30 VT-2900RPM) 400 GPM @ 16 Bar, Coupled with 50Hz ODP Electric Motor and Gear Drive. Pressure Gauge, Air Release Valve and Casing Relief Valve are included. | LFP 400-30 VT-2900RPM | 30761.4419 | 113048.2991
LIFECO-UK | 126064200436 | 1 | LIFECO-UK-UL Listed Vertical Turbine Pump (LFP 400-30 VT-2900RPM) 400 GPM @ 17 Bar, Coupled with 50Hz ODP Electric Motor and Gear Drive. Pressure Gauge, Air Release Valve and Casing Relief Valve are included. | LFP 400-30 VT-2900RPM | 33723.4118 | 123933.5382
LIFECO-UK | 126064200437 | 1 | LIFECO-UK-UL Listed Vertical Turbine Pump (LFP 400-30 VT-2980RPM) 400 GPM @ 18 Bar, Coupled with 50Hz ODP Electric Motor and Gear Drive. Pressure Gauge, Air Release Valve and Casing Relief Valve are included. | LFP 400-30 VT-2980RPM | 33723.4118 | 123933.5382
LIFECO-UK | 126064200438 | 1 | LIFECO-UK-UL Listed Vertical Turbine Pump (LFP 400-30 VT-2900RPM) 400 GPM @ 19 Bar, Coupled with 50Hz ODP Electric Motor and Gear Drive. Pressure Gauge, Air Release Valve and Casing Relief Valve are included. | LFP 400-30 VT-2900RPM | 35311.6259 | 129770.2253
LIFECO-UK | 126064200439 | 1 | LIFECO-UK-UL Listed Vertical Turbine Pump (LFP 400-30 VT-2980RPM) 400 GPM @ 20 Bar, Coupled with 50Hz ODP Electric Motor and Gear Drive. Pressure Gauge, Air Release Valve and Casing Relief Valve are included. | LFP 400-30 VT-2980RPM | 35311.6259 | 129770.2253
LIFECO-UK | 126064200900 | 1 | LIFECO-UK-UL Listed Vertical Turbine Pump (LFP 450-30 VT-2900RPM) 450 GPM @ 6 Bar, Coupled with 50Hz VHS Motor. Pressure Gauge, Air Release Valve and Casing Relief Valve are included. | LFP 450-30 VT-2900RPM | 19675.2338 | 72306.4842
LIFECO-UK | 126064200901 | 1 | LIFECO-UK-UL Listed Vertical Turbine Pump (LFP 450-30 VT-2900RPM) 450 GPM @ 7 to 8 Bar, Coupled with 50Hz VHS Motor. Pressure Gauge, Air Release Valve and Casing Relief Valve are included. | LFP 450-30 VT-2900RPM | 21638.9412 | 79523.1088
LIFECO-UK | 126064200902 | 1 | LIFECO-UK-UL Listed Vertical Turbine Pump (LFP 450-30 VT-2900RPM) 450 GPM @ 9 Bar, Coupled with 50Hz VHS Motor. Pressure Gauge, Air Release Valve and Casing Relief Valve are included. | LFP 450-30 VT-2900RPM | 23254.6305 | 85460.767
LIFECO-UK | 126064200903 | 1 | LIFECO-UK-UL Listed Vertical Turbine Pump (LFP 450-30 VT-2900RPM) 450 GPM @ 10 Bar, Coupled with 50Hz VHS Motor. Pressure Gauge, Air Release Valve and Casing Relief Valve are included. | LFP 450-30 VT-2900RPM | 23557.6199 | 86574.2532
LIFECO-UK | 126064200904 | 1 | LIFECO-UK-UL Listed Vertical Turbine Pump (LFP 450-30 VT-2900RPM) 450 GPM @ 11 to 13 Bar, Coupled with 50Hz VHS Motor. Pressure Gauge, Air Release Valve and Casing Relief Valve are included. | LFP 450-30 VT-2900RPM | 24729.8914 | 90882.3509
LIFECO-UK | 126064200446 | 1 | LIFECO-UK-UL Listed Vertical Turbine Pump (LFP 450-30 VT-2980RPM) 450 GPM @ 14 Bar, Coupled with 50Hz ODP Electric Motor and Gear Drive. Pressure Gauge, Air Release Valve and Casing Relief Valve are included. | LFP 450-30 VT-2980RPM | 29770.0483 | 109404.9274
LIFECO-UK | 126064200447 | 1 | LIFECO-UK-UL Listed Vertical Turbine Pump (LFP 450-30 VT-2900RPM) 450 GPM @ 15 to 16 Bar, Coupled with 50Hz ODP Electric Motor and Gear Drive. Pressure Gauge, Air Release Valve and Casing Relief Valve are included. | LFP 450-30 VT-2900RPM | 30761.4419 | 113048.2991
LIFECO-UK | 126064200448 | 1 | LIFECO-UK-UL Listed Vertical Turbine Pump (LFP 450-30 VT-2980RPM) 450 GPM @ 17 Bar, Coupled with 50Hz ODP Electric Motor and Gear Drive. Pressure Gauge, Air Release Valve and Casing Relief Valve are included. | LFP 450-30 VT-2980RPM | 33723.4118 | 123933.5382
LIFECO-UK | 126064200449 | 1 | LIFECO-UK-UL Listed Vertical Turbine Pump (LFP 450-30 VT-2900RPM) 450 GPM @ 18 to 19 Bar, Coupled with 50Hz ODP Electric Motor and Gear Drive. Pressure Gauge, Air Release Valve and Casing Relief Valve are included. | LFP 450-30 VT-2900RPM | 35311.6259 | 129770.2253
LIFECO-UK | 126064200450 | 1 | LIFECO-UK-UL Listed Vertical Turbine Pump (LFP 450-30 VT-2980RPM) 450 GPM @ 20 Bar, Coupled with 50Hz ODP Electric Motor and Gear Drive. Pressure Gauge, Air Release Valve and Casing Relief Valve are included. | LFP 450-30 VT-2980RPM | 40576.1629 | 149117.3986
LIFECO-UK | 126064200905 | 1 | LIFECO-UK-UL Listed Vertical Turbine Pump (LFP 500-30 VT-2900RPM) 500 GPM @ 6 Bar, Coupled with 50Hz VHS Motor. Pressure Gauge, Air Release Valve and Casing Relief Valve are included. | LFP 500-30 VT-2900RPM | 19675.2338 | 72306.4842
LIFECO-UK | 126064200906 | 1 | LIFECO-UK-UL Listed Vertical Turbine Pump (LFP 500-30 VT-2900RPM) 500 GPM @ 7 Bar, Coupled with 50Hz VHS Motor. Pressure Gauge, Air Release Valve and Casing Relief Valve are included. | LFP 500-30 VT-2900RPM | 21638.9412 | 79523.1088
LIFECO-UK | 126064200907 | 1 | LIFECO-UK-UL Listed Vertical Turbine Pump (LFP 500-30 VT-2900RPM) 500 GPM @ 8 to 9 Bar, Coupled with 50Hz VHS Motor. Pressure Gauge, Air Release Valve and Casing Relief Valve are included. | LFP 500-30 VT-2900RPM | 23254.6305 | 85460.767
LIFECO-UK | 126064200908 | 1 | LIFECO-UK-UL Listed Vertical Turbine Pump (LFP 500-30 VT-2980RPM) 500 GPM @ 10 Bar, Coupled with 50Hz VHS Motor. Pressure Gauge, Air Release Valve and Casing Relief Valve are included. | LFP 500-30 VT-2980RPM | 23557.6199 | 86574.2532
LIFECO-UK | 126064200909 | 1 | LIFECO-UK-UL Listed Vertical Turbine Pump (LFP 500-30 VT-2900RPM) 500 GPM @ 11 to 12 Bar, Coupled with 50Hz VHS Motor. Pressure Gauge, Air Release Valve and Casing Relief Valve are included. | LFP 500-30 VT-2900RPM | 24729.8914 | 90882.3509
LIFECO-UK | 126064200456 | 1 | LIFECO-UK-UL Listed Vertical Turbine Pump (LFP 500-30 VT-2900RPM) 500 GPM @ 13 Bar, Coupled with 50Hz ODP Electric Motor and Gear Drive. Pressure Gauge, Air Release Valve and Casing Relief Valve are included. | LFP 500-30 VT-2900RPM | 29770.0483 | 109404.9274
LIFECO-UK | 126064200457 | 1 | LIFECO-UK-UL Listed Vertical Turbine Pump (LFP 500-30 VT-2900RPM) 500 GPM @ 14 Bar, Coupled with 50Hz ODP Electric Motor and Gear Drive. Pressure Gauge, Air Release Valve and Casing Relief Valve are included. | LFP 500-30 VT-2900RPM | 30761.4419 | 113048.2991
LIFECO-UK | 126064200458 | 1 | LIFECO-UK-UL Listed Vertical Turbine Pump (LFP 500-30 VT-2900RPM) 500 GPM @ 15 Bar, Coupled with 50Hz ODP Electric Motor and Gear Drive. Pressure Gauge, Air Release Valve and Casing Relief Valve are included. | LFP 500-30 VT-2900RPM | 30761.4419 | 113048.2991
LIFECO-UK | 126064200459 | 1 | LIFECO-UK-UL Listed Vertical Turbine Pump (LFP 500-30 VT-2900RPM) 500 GPM @ 16 Bar, Coupled with 50Hz ODP Electric Motor and Gear Drive. Pressure Gauge, Air Release Valve and Casing Relief Valve are included. | LFP 500-30 VT-2900RPM | 33723.4118 | 123933.5382
LIFECO-UK | 126064200460 | 1 | LIFECO-UK-UL Listed Vertical Turbine Pump (LFP 500-30 VT-2980RPM) 500 GPM @ 17 Bar, Coupled with 50Hz ODP Electric Motor and Gear Drive. Pressure Gauge, Air Release Valve and Casing Relief Valve are included. | LFP 500-30 VT-2980RPM | 33723.4118 | 123933.5382
LIFECO-UK | 126064200461 | 1 | LIFECO-UK-UL Listed Vertical Turbine Pump (LFP 500-30 VT-2900RPM) 500 GPM @ 18 Bar, Coupled with 50Hz ODP Electric Motor and Gear Drive. Pressure Gauge, Air Release Valve and Casing Relief Valve are included. | LFP 500-30 VT-2900RPM | 35311.6259 | 129770.2253
LIFECO-UK | 126064200462 | 1 | LIFECO-UK-UL Listed Vertical Turbine Pump (LFP 500-30 VT-2980RPM) 500 GPM @ 19 to 20 Bar, Coupled with 50Hz ODP Electric Motor and Gear Drive. Pressure Gauge, Air Release Valve and Casing Relief Valve are included. | LFP 500-30 VT-2980RPM | 40576.1629 | 149117.3986
LIFECO-UK | 126064200910 | 1 | LIFECO-UK-UL Listed Vertical Turbine Pump (LFP 750-30 VT-3000RPM) 750 GPM @ 6 Bar, Coupled with 50Hz VHS Motor. Pressure Gauge, Air Release Valve and Casing Relief Valve are included. | LFP 750-30 VT-3000RPM | 20346.8477 | 74774.6652
LIFECO-UK | 126064200911 | 1 | LIFECO-UK-UL Listed Vertical Turbine Pump (LFP 750-30 VT-2900RPM) 750 GPM @ 7.44 Bar, Coupled with 50Hz VHS Motor. Pressure Gauge, Air Release Valve and Casing Relief Valve are included. | LFP 750-30 VT-2900RPM | 23254.6305 | 85460.767
LIFECO-UK | 126064200912 | 1 | LIFECO-UK-UL Listed Vertical Turbine Pump (LFP 750-30 VT-2900RPM) 750 GPM @ 8 Bar, Coupled with 50Hz VHS Motor. Pressure Gauge, Air Release Valve and Casing Relief Valve are included. | LFP 750-30 VT-2900RPM | 23254.6305 | 85460.767
LIFECO-UK | 126064200913 | 1 | LIFECO-UK-UL Listed Vertical Turbine Pump (LFP 750-30 VT-3000RPM) 750 GPM @ 8.96 Bar, Coupled with 50Hz VHS Motor. Pressure Gauge, Air Release Valve and Casing Relief Valve are included. | LFP 750-30 VT-3000RPM | 23557.6199 | 86574.2532
LIFECO-UK | 126064200467 | 1 | LIFECO-UK-UL Listed Vertical Turbine Pump (LFP 750-30 VT-2900RPM) 750 GPM @ 10 Bar, Coupled with 50Hz ODP Electric Motor and Gear Drive. Pressure Gauge, Air Release Valve and Casing Relief Valve are included. | LFP 750-30 VT-2900RPM | 29770.0483 | 109404.9274
LIFECO-UK | 126064200468 | 1 | LIFECO-UK-UL Listed Vertical Turbine Pump (LFP 750-30 VT-2950RPM) 750 GPM @ 11 Bar, Coupled with 50Hz ODP Electric Motor and Gear Drive. Pressure Gauge, Air Release Valve and Casing Relief Valve are included. | LFP 750-30 VT-2950RPM | 29770.0483 | 109404.9274
LIFECO-UK | 126064200914 | 1 | LIFECO-UK-UL Listed Vertical Turbine Pump (LFP 750-30 VT-3000RPM) 750 GPM @ 11.93 Bar, Coupled with 50Hz ODP Electric Motor and Gear Drive. Pressure Gauge, Air Release Valve and Casing Relief Valve are included. | LFP 750-30 VT-3000RPM | 29770.0483 | 109404.9274
LIFECO-UK | 126064200469 | 1 | LIFECO-UK-UL Listed Vertical Turbine Pump (LFP 750-30 VT-2900RPM) 750 GPM @ 12.41 Bar, Coupled with 50Hz ODP Electric Motor and Gear Drive. Pressure Gauge, Air Release Valve and Casing Relief Valve are included. | LFP 750-30 VT-2900RPM | 30761.4419 | 113048.2991
LIFECO-UK | 126064200470 | 1 | LIFECO-UK-UL Listed Vertical Turbine Pump (LFP 750-30 VT-2900RPM) 750 GPM @ 13 Bar, Coupled with 50Hz ODP Electric Motor and Gear Drive. Pressure Gauge, Air Release Valve and Casing Relief Valve are included. | LFP 750-30 VT-2900RPM | 30761.4419 | 113048.2991
LIFECO-UK | 126064200471 | 1 | LIFECO-UK-UL Listed Vertical Turbine Pump (LFP 750-30 VT-2950RPM) 750 GPM @ 14 Bar, Coupled with 50Hz ODP Electric Motor and Gear Drive. Pressure Gauge, Air Release Valve and Casing Relief Valve are included. | LFP 750-30 VT-2950RPM | 30761.4419 | 113048.2991
LIFECO-UK | 126064200472 | 1 | LIFECO-UK-UL Listed Vertical Turbine Pump (LFP 750-30 VT-2900RPM) 750 GPM @ 15 Bar, Coupled with 50Hz ODP Electric Motor and Gear Drive. Pressure Gauge, Air Release Valve and Casing Relief Valve are included. | LFP 750-30 VT-2900RPM | 32721.3333 | 120250.9
LIFECO-UK | 126064200473 | 1 | LIFECO-UK-UL Listed Vertical Turbine Pump (LFP 750-30 VT-2900RPM) 750 GPM @ 16 Bar, Coupled with 50Hz ODP Electric Motor and Gear Drive. Pressure Gauge, Air Release Valve and Casing Relief Valve are included. | LFP 750-30 VT-2900RPM | 32721.3333 | 120250.9
LIFECO-UK | 126064200474 | 1 | LIFECO-UK-UL Listed Vertical Turbine Pump (LFP 750-30 VT-2950RPM) 750 GPM @ 17 Bar, Coupled with 50Hz ODP Electric Motor and Gear Drive. Pressure Gauge, Air Release Valve and Casing Relief Valve are included. | LFP 750-30 VT-2950RPM | 40576.1629 | 149117.3986
UL Diesel VTP 30VT
Item of | LIFECO-UK Item Code | Supplier Item Code | Description |  | LIFECO-UK GP (USD) | LIFECO-UK GP (AED)
LIFECO-UK | 126064200475 | 1 | LIFECO-UK-UL Listed Vertical Turbine Pump (LFP 200-30 VT-2900RPM) 200 GPM @ 6 Bar, Coupled with Diesel Engine and Gear Drive. Pressure Gauge & Air Release Valve are included. | LFP 200-30 VT-2900RPM | 30207.3605 | 111012.0498
LIFECO-UK | 126064200476 | 1 | LIFECO-UK-UL Listed Vertical Turbine Pump (LFP 200-30 VT-2900RPM) 200 GPM @ 7 Bar, Coupled with Diesel Engine and Gear Drive. Pressure Gauge & Air Release Valve are included. | LFP 200-30 VT-2900RPM | 30207.3605 | 111012.0498
LIFECO-UK | 126064200477 | 1 | LIFECO-UK-UL Listed Vertical Turbine Pump (LFP 200-30 VT-3000RPM) 200 GPM @ 8 Bar, Coupled with Diesel Engine and Gear Drive. Pressure Gauge & Air Release Valve are included. | LFP 200-30 VT-3000RPM | 30283.6802 | 111292.5249
LIFECO-UK | 126064200478 | 1 | LIFECO-UK-UL Listed Vertical Turbine Pump (LFP 200-30 VT-2900RPM) 200 GPM @ 9 to 10 Bar, Coupled with Diesel Engine and Gear Drive. Pressure Gauge & Air Release Valve are included. | LFP 200-30 VT-2900RPM | 33316.6275 | 122438.6059
LIFECO-UK | 126064200479 | 1 | LIFECO-UK-UL Listed Vertical Turbine Pump (LFP 200-30 VT-2900RPM) 200 GPM @ 11 Bar, Coupled with Diesel Engine and Gear Drive. Pressure Gauge & Air Release Valve are included. | LFP 200-30 VT-2900RPM | 35320.7843 | 129803.8824
LIFECO-UK | 126064200916 | 1 | LIFECO-UK-UL Listed Vertical Turbine Pump (LFP 200-30 VT-3000RPM) 200 GPM @ 12 Bar, Coupled with Diesel Engine and Gear Drive. Pressure Gauge & Air Release Valve are included. | LFP 200-30 VT-3000RPM | 36133.5897 | 132790.9423
LIFECO-UK | 126064200480 | 1 | LIFECO-UK-UL Listed Vertical Turbine Pump (LFP 200-30 VT-2900RPM) 200 GPM @ 13 to 14 Bar, Coupled with Diesel Engine and Gear Drive. Pressure Gauge & Air Release Valve are included. | LFP 200-30 VT-2900RPM | 37271.5173 | 136972.8262
LIFECO-UK | 126064200481 | 1 | LIFECO-UK-UL Listed Vertical Turbine Pump (LFP 200-30 VT-2900RPM) 200 GPM @ 15 Bar, Coupled with Diesel Engine and Gear Drive. Pressure Gauge & Air Release Valve are included. | LFP 200-30 VT-2900RPM | 37293.6501 | 137054.164
LIFECO-UK | 126064200482 | 1 | LIFECO-UK-UL Listed Vertical Turbine Pump (LFP 200-30 VT-3000RPM) 200 GPM @ 16 Bar, Coupled with FM approved Diesel Engine and Gear Drive. Pressure Gauge & Air Release Valve are included. | LFP 200-30 VT-3000RPM | 39964.8416 | 146870.793
LIFECO-UK | 126064200483 | 1 | LIFECO-UK-UL Listed Vertical Turbine Pump (LFP 200-30 VT-2900RPM) 200 GPM @ 17 Bar, Coupled with FM approved Diesel Engine and Gear Drive. Pressure Gauge & Air Release Valve are included. | LFP 200-30 VT-2900RPM | 40851.6772 | 150129.9138
LIFECO-UK | 126064200484 | 1 | LIFECO-UK-UL Listed Vertical Turbine Pump (LFP 200-30 VT-2900RPM) 200 GPM @ 18 Bar, Coupled with FM approved Diesel Engine and Gear Drive. Pressure Gauge & Air Release Valve are included. | LFP 200-30 VT-2900RPM | 40851.6772 | 150129.9138
LIFECO-UK | 126064200485 | 1 | LIFECO-UK-UL Listed Vertical Turbine Pump (LFP 200-30 VT-2980RPM) 200 GPM @ 19 Bar, Coupled with FM approved Diesel Engine and Gear Drive. Pressure Gauge & Air Release Valve are included. | LFP 200-30 VT-2980RPM | 43948.733 | 161511.5939
LIFECO-UK | 126064200486 | 1 | LIFECO-UK-UL Listed Vertical Turbine Pump (LFP 200-30 VT-2900RPM) 200 GPM @ 20 Bar, Coupled with Diesel Engine and Gear Drive. Pressure Gauge & Air Release Valve are included. | LFP 200-30 VT-2900RPM | 45536.9472 | 167348.281
LIFECO-UK | 126064200487 | 1 | LIFECO-UK-UL Listed Vertical Turbine Pump (LFP 250-30 VT-2900RPM) 250 GPM @ 6 Bar, Coupled with Diesel Engine and Gear Drive. Pressure Gauge & Air Release Valve are included. | LFP 250-30 VT-2900RPM | 30207.3605 | 111012.0498
LIFECO-UK | 126064200488 | 1 | LIFECO-UK-UL Listed Vertical Turbine Pump (LFP 250-30 VT-2900RPM) 250 GPM @ 7 Bar, Coupled with Diesel Engine and Gear Drive. Pressure Gauge & Air Release Valve are included. | LFP 250-30 VT-2900RPM | 30207.3605 | 111012.0498
LIFECO-UK | 126064200489 | 1 | LIFECO-UK-UL Listed Vertical Turbine Pump (LFP 250-30 VT-2900RPM) 250 GPM @ 8 Bar, Coupled with Diesel Engine and Gear Drive. Pressure Gauge & Air Release Valve are included. | LFP 250-30 VT-2900RPM | 32193.9638 | 118312.817
LIFECO-UK | 126064200490 | 1 | LIFECO-UK-UL Listed Vertical Turbine Pump (LFP 250-30 VT-2900RPM) 250 GPM @ 9 Bar, Coupled with Diesel Engine and Gear Drive. Pressure Gauge & Air Release Valve are included. | LFP 250-30 VT-2900RPM | 33316.6275 | 122438.6059
LIFECO-UK | 126064200491 | 1 | LIFECO-UK-UL Listed Vertical Turbine Pump (LFP 250-30 VT-2900RPM) 250 GPM @ 10 Bar, Coupled with Diesel Engine and Gear Drive. Pressure Gauge & Air Release Valve are included. | LFP 250-30 VT-2900RPM | 33316.6275 | 122438.6059
LIFECO-UK | 126064200917 | 1 | LIFECO-UK-UL Listed Vertical Turbine Pump (LFP 250-30 VT-3000RPM) 250 GPM @ 11 Bar, Coupled with Diesel Engine and Gear Drive. Pressure Gauge & Air Release Valve are included. | LFP 250-30 VT-3000RPM | 36133.5897 | 132790.9423
LIFECO-UK | 126064200492 | 1 | LIFECO-UK-UL Listed Vertical Turbine Pump (LFP 250-30 VT-2900RPM) 250 GPM @ 12 to 14 Bar, Coupled with Diesel Engine and Gear Drive. Pressure Gauge & Air Release Valve are included. | LFP 250-30 VT-2900RPM | 37271.5173 | 136972.8262
LIFECO-UK | 126064200493 | 1 | LIFECO-UK-UL Listed Vertical Turbine Pump (LFP 250-30 VT-3000RPM) 250 GPM @ 15 Bar, Coupled with Diesel Engine and Gear Drive. Pressure Gauge & Air Release Valve are included. | LFP 250-30 VT-3000RPM | 39964.8416 | 146870.793
LIFECO-UK | 126064200494 | 1 | LIFECO-UK-UL Listed Vertical Turbine Pump (LFP 250-30 VT-2900RPM) 250 GPM @ 16 Bar, Coupled with FM approved Diesel Engine and Gear Drive. Pressure Gauge & Air Release Valve are included. | LFP 250-30 VT-2900RPM | 40775.3575 | 149849.4387
LIFECO-UK | 126064200495 | 1 | LIFECO-UK-UL Listed Vertical Turbine Pump (LFP 250-30 VT-2900RPM) 250 GPM @ 17 Bar, Coupled with FM approved Diesel Engine and Gear Drive. Pressure Gauge & Air Release Valve are included. | LFP 250-30 VT-2900RPM | 40851.6772 | 150129.9138
LIFECO-UK | 126064200496 | 1 | LIFECO-UK-UL Listed Vertical Turbine Pump (LFP 250-30 VT-2900RPM) 250 GPM @ 18 Bar, Coupled with FM approved Diesel Engine and Gear Drive. Pressure Gauge & Air Release Valve are included. | LFP 250-30 VT-2900RPM | 43948.733 | 161511.5939
LIFECO-UK | 126064200497 | 1 | LIFECO-UK-UL Listed Vertical Turbine Pump (LFP 250-30 VT-3000RPM) 250 GPM @ 19 Bar, Coupled with Diesel Engine and Gear Drive. Pressure Gauge & Air Release Valve are included. | LFP 250-30 VT-3000RPM | 43948.733 | 161511.5939
LIFECO-UK | 126064200918 | 1 | LIFECO-UK-UL Listed Vertical Turbine Pump (LFP 250-30 VT-2900RPM) 250 GPM @ 20 Bar, Coupled with Diesel Engine and Gear Drive. Pressure Gauge & Air Release Valve are included. | LFP 250-30 VT-2900RPM | 45536.9472 | 167348.281
LIFECO-UK | 126064200498 | 1 | LIFECO-UK-UL Listed Vertical Turbine Pump (LFP 300-30 VT-2900RPM) 300 GPM @ 6 Bar, Coupled with Diesel Engine and Gear Drive. Pressure Gauge & Air Release Valve are included. | LFP 300-30 VT-2900RPM | 30207.3605 | 111012.0498
LIFECO-UK | 126064200499 | 1 | LIFECO-UK-UL Listed Vertical Turbine Pump (LFP 300-30 VT-2900RPM) 300 GPM @ 7 Bar, Coupled with Diesel Engine and Gear Drive. Pressure Gauge & Air Release Valve are included. | LFP 300-30 VT-2900RPM | 30207.3605 | 111012.0498
LIFECO-UK | 126064200500 | 1 | LIFECO-UK-UL Listed Vertical Turbine Pump (LFP 300-30 VT-2900RPM) 300 GPM @ 8 Bar, Coupled with Diesel Engine and Gear Drive. Pressure Gauge & Air Release Valve are included. | LFP 300-30 VT-2900RPM | 32270.2836 | 118593.2921
LIFECO-UK | 126064200501 | 1 | LIFECO-UK-UL Listed Vertical Turbine Pump (LFP 300-30 VT-2900RPM) 300 GPM @ 9 to 10 Bar, Coupled with Diesel Engine and Gear Drive. Pressure Gauge & Air Release Valve are included. | LFP 300-30 VT-2900RPM | 33316.6275 | 122438.6059
LIFECO-UK | 126064200919 | 1 | LIFECO-UK-UL Listed Vertical Turbine Pump (LFP 300-30 VT-3000RPM) 300 GPM @ 11 Bar, Coupled with Diesel Engine and Gear Drive. Pressure Gauge & Air Release Valve are included. | LFP 300-30 VT-3000RPM | 36133.5897 | 132790.9423
LIFECO-UK | 126064200502 | 1 | LIFECO-UK-UL Listed Vertical Turbine Pump (LFP 300-30 VT-2900RPM) 300 GPM @ 12 to 13 Bar, Coupled with Diesel Engine and Gear Drive. Pressure Gauge & Air Release Valve are included. | LFP 300-30 VT-2900RPM | 37271.5173 | 136972.8262
LIFECO-UK | 126064200503 | 1 | LIFECO-UK-UL Listed Vertical Turbine Pump (LFP 300-30 VT-2900RPM) 300 GPM @ 14 Bar, Coupled with Diesel Engine and Gear Drive. Pressure Gauge & Air Release Valve are included. | LFP 300-30 VT-2900RPM | 37293.6501 | 137054.164
LIFECO-UK | 126064200504 | 1 | LIFECO-UK-UL Listed Vertical Turbine Pump (LFP 300-30 VT-3000RPM) 300 GPM @ 15 Bar, Coupled with FM approved Diesel Engine and Gear Drive. Pressure Gauge & Air Release Valve are included. | LFP 300-30 VT-3000RPM | 39964.8416 | 146870.793
LIFECO-UK | 126064200505 | 1 | LIFECO-UK-UL Listed Vertical Turbine Pump (LFP 300-30 VT-2900RPM) 300 GPM @ 16 Bar, Coupled with Diesel Engine and Gear Drive. Pressure Gauge & Air Release Valve are included. | LFP 300-30 VT-2900RPM | 40775.3575 | 149849.4387
LIFECO-UK | 126064200506 | 1 | LIFECO-UK-UL Listed Vertical Turbine Pump (LFP 300-30 VT-2900RPM) 300 GPM @ 17 Bar, Coupled with Diesel Engine and Gear Drive. Pressure Gauge & Air Release Valve are included. | LFP 300-30 VT-2900RPM | 41538.5551 | 152654.1898
LIFECO-UK | 126064200920 | 1 | LIFECO-UK-UL Listed Vertical Turbine Pump (LFP 300-30 VT-2900RPM) 300 GPM @ 18 Bar, Coupled with FM Approved Diesel Engine and Gear Drive. Pressure Gauge & Air Release Valve are included. | LFP 300-30 VT-2900RPM | 43948.733 | 161511.5939
LIFECO-UK | 126064200507 | 1 | LIFECO-UK-UL Listed Vertical Turbine Pump (LFP 300-30 VT-3000RPM) 300 GPM @ 19 Bar, Coupled with Diesel Engine and Gear Drive. Pressure Gauge & Air Release Valve are included. | LFP 300-30 VT-3000RPM | 43948.733 | 161511.5939
LIFECO-UK | 126064200508 | 1 | LIFECO-UK-UL Listed Vertical Turbine Pump (LFP 300-30 VT-2900RPM) 300 GPM @ 20 Bar, Coupled with Diesel Engine and Gear Drive. Pressure Gauge & Air Release Valve are included. | LFP 300-30 VT-2900RPM | 52482.0452 | 192871.5163
LIFECO-UK | 126064200509 | 1 | LIFECO-UK-UL Listed Vertical Turbine Pump (LFP 400-30 VT-2900RPM) 400 GPM @ 6 Bar, Coupled with Diesel Engine and Gear Drive. Pressure Gauge & Air Release Valve are included. | LFP 400-30 VT-2900RPM | 30207.3605 | 111012.0498
LIFECO-UK | 126064200510 | 1 | LIFECO-UK-UL Listed Vertical Turbine Pump (LFP 400-30 VT-3000RPM) 400 GPM @ 7 Bar, Coupled with Diesel Engine and Gear Drive. Pressure Gauge & Air Release Valve are included. | LFP 400-30 VT-3000RPM | 30283.6802 | 111292.5249
LIFECO-UK | 126064200511 | 1 | LIFECO-UK-UL Listed Vertical Turbine Pump (LFP 400-30 VT-2900RPM) 400 GPM @ 8 to 9 Bar, Coupled with Diesel Engine and Gear Drive. Pressure Gauge & Air Release Valve are included. | LFP 400-30 VT-2900RPM | 33316.6275 | 122438.6059
LIFECO-UK | 126064200512 | 1 | LIFECO-UK-UL Listed Vertical Turbine Pump (LFP 400-30 VT-2900RPM) 400 GPM @ 10 Bar, Coupled with Diesel Engine and Gear Drive. Pressure Gauge & Air Release Valve are included. | LFP 400-30 VT-2900RPM | 35320.7843 | 129803.8824
LIFECO-UK | 126064200513 | 1 | LIFECO-UK-UL Listed Vertical Turbine Pump (LFP 400-30 VT-2900RPM) 400 GPM @ 11 to 13 Bar, Coupled with Diesel Engine and Gear Drive. Pressure Gauge & Air Release Valve are included. | LFP 400-30 VT-2900RPM | 37271.5173 | 136972.8262
LIFECO-UK | 126064200514 | 1 | LIFECO-UK-UL Listed Vertical Turbine Pump (LFP 400-30 VT-3000RPM) 400 GPM @ 14 Bar, Coupled with Diesel Engine and Gear Drive. Pressure Gauge & Air Release Valve are included. | LFP 400-30 VT-3000RPM | 39964.8416 | 146870.793
LIFECO-UK | 126064200515 | 1 | LIFECO-UK-UL Listed Vertical Turbine Pump (LFP 400-30 VT-2900RPM) 400 GPM @ 15 Bar, Coupled with FM approved Diesel Engine and Gear Drive. Pressure Gauge & Air Release Valve are included. | LFP 400-30 VT-2900RPM | 40775.3575 | 149849.4387
LIFECO-UK | 126064200516 | 1 | LIFECO-UK-UL Listed Vertical Turbine Pump (LFP 400-30 VT-2900RPM) 400 GPM @ 16 Bar, Coupled with FM approved Diesel Engine and Gear Drive. Pressure Gauge & Air Release Valve are included. | LFP 400-30 VT-2900RPM | 40851.6772 | 150129.9138
LIFECO-UK | 126064200517 | 1 | LIFECO-UK-UL Listed Vertical Turbine Pump (LFP 400-30 VT-2900RPM) 400 GPM @ 17 Bar, Coupled with FM approved Diesel Engine and Gear Drive. Pressure Gauge & Air Release Valve are included. | LFP 400-30 VT-2900RPM | 43948.733 | 161511.5939
LIFECO-UK | 126064200518 | 1 | LIFECO-UK-UL Listed Vertical Turbine Pump (LFP 400-30 VT-3000RPM) 400 GPM @ 18 Bar, Coupled with Diesel Engine and Gear Drive. Pressure Gauge & Air Release Valve are included. | LFP 400-30 VT-3000RPM | 43948.733 | 161511.5939
LIFECO-UK | 126064200519 | 1 | LIFECO-UK-UL Listed Vertical Turbine Pump (LFP 400-30 VT-2900RPM) 400 GPM @ 19 Bar, Coupled with Diesel Engine and Gear Drive. Pressure Gauge & Air Release Valve are included. | LFP 400-30 VT-2900RPM | 52482.0452 | 192871.5163
LIFECO-UK | 126064200520 | 1 | LIFECO-UK-UL Listed Vertical Turbine Pump (LFP 400-30 VT-3000RPM) 400 GPM @ 20 Bar, Coupled with FM approved Diesel Engine and Gear Drive. Pressure Gauge & Air Release Valve are included. | LFP 400-30 VT-3000RPM | 52558.365 | 193151.9914
LIFECO-UK | 126064200521 | 1 | LIFECO-UK-UL Listed Vertical Turbine Pump (LFP 450-30 VT-2900RPM) 450 GPM @ 6 Bar, Coupled with Diesel Engine and Gear Drive. Pressure Gauge & Air Release Valve are included. | LFP 450-30 VT-2900RPM | 30207.3605 | 111012.0498
LIFECO-UK | 126064200522 | 1 | LIFECO-UK-UL Listed Vertical Turbine Pump (LFP 450-30 VT-3000RPM) 450 GPM @ 7 Bar, Coupled with Diesel Engine and Gear Drive. Pressure Gauge & Air Release Valve are included. | LFP 450-30 VT-3000RPM | 30283.6802 | 111292.5249
LIFECO-UK | 126064200523 | 1 | LIFECO-UK-UL Listed Vertical Turbine Pump (LFP 450-30 VT-2900RPM) 450 GPM @ 8 Bar, Coupled with Diesel Engine and Gear Drive. Pressure Gauge & Air Release Valve are included. | LFP 450-30 VT-2900RPM | 33316.6275 | 122438.6059
LIFECO-UK | 126064200524 | 1 | LIFECO-UK-UL Listed Vertical Turbine Pump (LFP 450-30 VT-2900RPM) 450 GPM @ 9 Bar, Coupled with Diesel Engine and Gear Drive. Pressure Gauge & Air Release Valve are included. | LFP 450-30 VT-2900RPM | 33316.6275 | 122438.6059
LIFECO-UK | 126064200525 | 1 | LIFECO-UK-UL Listed Vertical Turbine Pump (LFP 450-30 VT-2900RPM) 450 GPM @ 10 Bar, Coupled with Diesel Engine and Gear Drive. Pressure Gauge & Air Release Valve are included. | LFP 450-30 VT-2900RPM | 36133.5897 | 132790.9423
LIFECO-UK | 126064200526 | 1 | LIFECO-UK-UL Listed Vertical Turbine Pump (LFP 450-30 VT-2900RPM) 450 GPM @ 11 to 13 Bar, Coupled with Diesel Engine and Gear Drive. Pressure Gauge & Air Release Valve are included. | LFP 450-30 VT-2900RPM | 37271.5173 | 136972.8262
LIFECO-UK | 126064200527 | 1 | LIFECO-UK-UL Listed Vertical Turbine Pump (LFP 450-30 VT-3000RPM) 450 GPM @ 14 Bar, Coupled with FM approved Diesel Engine and Gear Drive. Pressure Gauge & Air Release Valve are included. | LFP 450-30 VT-3000RPM | 39964.8416 | 146870.793
LIFECO-UK | 126064200528 | 1 | LIFECO-UK-UL Listed Vertical Turbine Pump (LFP 450-30 VT-2900RPM) 450 GPM @ 15 Bar, Coupled with FM approved Diesel Engine and Gear Drive. Pressure Gauge & Air Release Valve are included. | LFP 450-30 VT-2900RPM | 40851.6772 | 150129.9138
LIFECO-UK | 126064200921 | 1 | LIFECO-UK-UL Listed Vertical Turbine Pump (LFP 450-30 VT-2900RPM) 450 GPM @ 16 Bar, Coupled with FM approved Diesel Engine and Gear Drive. Pressure Gauge & Air Release Valve are included. | LFP 450-30 VT-2900RPM | 43948.733 | 161511.5939
LIFECO-UK | 126064200529 | 1 | LIFECO-UK-UL Listed Vertical Turbine Pump (LFP 450-30 VT-3000RPM) 450 GPM @ 17 Bar, Coupled with Diesel Engine and Gear Drive. Pressure Gauge & Air Release Valve are included. | LFP 450-30 VT-3000RPM | 43948.733 | 161511.5939
LIFECO-UK | 126064200530 | 1 | LIFECO-UK-UL Listed Vertical Turbine Pump (LFP 450-30 VT-2900RPM) 450 GPM @ 18 Bar, Coupled with Diesel Engine and Gear Drive. Pressure Gauge & Air Release Valve are included. | LFP 450-30 VT-2900RPM | 45536.9472 | 167348.281
LIFECO-UK | 126064200922 | 1 | LIFECO-UK-UL Listed Vertical Turbine Pump (LFP 450-30 VT-2900RPM) 450 GPM @ 19 Bar, Coupled with Diesel Engine and Gear Drive. Pressure Gauge & Air Release Valve are included. | LFP 450-30 VT-2900RPM | 52482.0452 | 192871.5163
LIFECO-UK | 126064200531 | 1 | LIFECO-UK-UL Listed Vertical Turbine Pump (LFP 450-30 VT-3000RPM) 450 GPM @ 20 Bar, Coupled with FM approved Diesel Engine and Gear Drive. Pressure Gauge & Air Release Valve are included. | LFP 450-30 VT-3000RPM | 52558.365 | 193151.9914
LIFECO-UK | 126064200532 | 1 | LIFECO-UK-UL Listed Vertical Turbine Pump (LFP 500-30 VT-2900RPM) 500 GPM @ 6 Bar, Coupled with Diesel Engine and Gear Drive. Pressure Gauge & Air Release Valve are included. | LFP 500-30 VT-2900RPM | 30207.3605 | 111012.0498
LIFECO-UK | 126064200533 | 1 | LIFECO-UK-UL Listed Vertical Turbine Pump (LFP 500-30 VT-3000RPM) 500 GPM @ 7 Bar, Coupled with Diesel Engine and Gear Drive. Pressure Gauge & Air Release Valve are included. | LFP 500-30 VT-3000RPM | 32142.0664 | 118122.0939
LIFECO-UK | 126064200534 | 1 | LIFECO-UK-UL Listed Vertical Turbine Pump (LFP 500-30 VT-2900RPM) 500 GPM @ 8 to 9 Bar, Coupled with Diesel Engine and Gear Drive. Pressure Gauge & Air Release Valve are included. | LFP 500-30 VT-2900RPM | 33316.6275 | 122438.6059
LIFECO-UK | 126064200535 | 1 | LIFECO-UK-UL Listed Vertical Turbine Pump (LFP 500-30 VT-3000RPM) 500 GPM @ 10 Bar, Coupled with Diesel Engine and Gear Drive. Pressure Gauge & Air Release Valve are included. | LFP 500-30 VT-3000RPM | 36133.5897 | 132790.9423
LIFECO-UK | 126064200536 | 1 | LIFECO-UK-UL Listed Vertical Turbine Pump (LFP 500-30 VT-2900RPM) 500 GPM @ 11 to 12 Bar, Coupled with Diesel Engine and Gear Drive. Pressure Gauge & Air Release Valve are included. | LFP 500-30 VT-2900RPM | 37271.5173 | 136972.8262
LIFECO-UK | 126064200537 | 1 | LIFECO-UK-UL Listed Vertical Turbine Pump (LFP 500-30 VT-2900RPM) 500 GPM @ 13 Bar, Coupled with Diesel Engine and Gear Drive. Pressure Gauge & Air Release Valve are included. | LFP 500-30 VT-2900RPM | 37293.6501 | 137054.164
LIFECO-UK | 126064200538 | 1 | LIFECO-UK-UL Listed Vertical Turbine Pump (LFP 500-30 VT-3000RPM) 500 GPM @ 14 Bar, Coupled with FM approved Diesel Engine and Gear Drive. Pressure Gauge & Air Release Valve are included. | LFP 500-30 VT-3000RPM | 39964.8416 | 146870.793
LIFECO-UK | 126064200539 | 1 | LIFECO-UK-UL Listed Vertical Turbine Pump (LFP 500-30 VT-2900RPM) 500 GPM @ 15 Bar, Coupled with FM approved Diesel Engine and Gear Drive. Pressure Gauge & Air Release Valve are included. | LFP 500-30 VT-2900RPM | 40851.6772 | 150129.9138
LIFECO-UK | 126064200540 | 1 | LIFECO-UK-UL Listed Vertical Turbine Pump (LFP 500-30 VT-2900RPM) 500 GPM @ 16 Bar, Coupled with FM approved Diesel Engine and Gear Drive. Pressure Gauge & Air Release Valve are included. | LFP 500-30 VT-2900RPM | 43948.733 | 161511.5939
LIFECO-UK | 126064200541 | 1 | LIFECO-UK-UL Listed Vertical Turbine Pump (LFP 500-30 VT-3000RPM) 500 GPM @ 17 Bar, Coupled with Diesel Engine and Gear Drive. Pressure Gauge & Air Release Valve are included. | LFP 500-30 VT-3000RPM | 43948.733 | 161511.5939
LIFECO-UK | 126064200542 | 1 | LIFECO-UK-UL Listed Vertical Turbine Pump (LFP 500-30 VT-2900RPM) 500 GPM @ 18 Bar, Coupled with Diesel Engine and Gear Drive. Pressure Gauge & Air Release Valve are included. | LFP 500-30 VT-2900RPM | 52482.0452 | 192871.5163
LIFECO-UK | 126064200543 | 1 | LIFECO-UK-UL Listed Vertical Turbine Pump (LFP 500-30 VT-3000RPM) 500 GPM @ 19 to 20 Bar, Coupled with FM approved Diesel Engine and Gear Drive. Pressure Gauge & Air Release Valve are included. | LFP 500-30 VT-3000RPM | 52558.365 | 193151.9914
LIFECO-UK | 126064200544 | 1 | LIFECO-UK-UL Listed Vertical Turbine Pump (LFP 750-30 VT-3000RPM) 750 GPM @ 6 Bar, Coupled with FM approved Diesel Engine and Gear Drive. Pressure Gauge & Air Release Valve are included. | LFP 750-30 VT-3000RPM | 30283.6802 | 111292.5249
LIFECO-UK | 126064200545 | 1 | LIFECO-UK-UL Listed Vertical Turbine Pump (LFP 750-30 VT-2900RPM) 750 GPM @ 7.44 Bar, Coupled with Diesel Engine and Gear Drive. Pressure Gauge & Air Release Valve are included. | LFP 750-30 VT-2900RPM | 35320.7843 | 129803.8824
LIFECO-UK | 126064200546 | 1 | LIFECO-UK-UL Listed Vertical Turbine Pump (LFP 750-30 VT-2900RPM) 750 GPM @ 8 Bar, Coupled with Diesel Engine and Gear Drive. Pressure Gauge & Air Release Valve are included. | LFP 750-30 VT-2900RPM | 35320.7843 | 129803.8824
LIFECO-UK | 126064200547 | 1 | LIFECO-UK-UL Listed Vertical Turbine Pump (LFP 750-30 VT-3000RPM) 750 GPM @ 8.96 Bar, Coupled with Diesel Engine and Gear Drive. Pressure Gauge & Air Release Valve are included. | LFP 750-30 VT-3000RPM | 36133.5897 | 132790.9423
LIFECO-UK | 126064200548 | 1 | LIFECO-UK-UL Listed Vertical Turbine Pump (LFP 750-30 VT-2900RPM) 750 GPM @ 10 Bar, Coupled with Diesel Engine and Gear Drive. Pressure Gauge & Air Release Valve are included. | LFP 750-30 VT-2900RPM | 39964.8416 | 146870.793
LIFECO-UK | 126064200549 | 1 | LIFECO-UK-UL Listed Vertical Turbine Pump (LFP 750-30 VT-2950RPM) 750 GPM @ 11 Bar, Coupled with FM approved Diesel Engine and Gear Drive. Pressure Gauge & Air Release Valve are included. | LFP 750-30 VT-2950RPM | 39964.8416 | 146870.793
LIFECO-UK | 126064200923 | 1 | LIFECO-UK-UL Listed Vertical Turbine Pump (LFP 750-30 VT-3000RPM) 750 GPM @ 11.93 Bar, Coupled with FM approved Diesel Engine and Gear Drive. Pressure Gauge & Air Release Valve are included. | LFP 750-30 VT-3000RPM | 39964.8416 | 146870.793
LIFECO-UK | 126064200550 | 1 | LIFECO-UK-UL Listed Vertical Turbine Pump (LFP 750-30 VT-2900RPM) 750 GPM @ 12.41 Bar, Coupled with FM approved Diesel Engine and Gear Drive. Pressure Gauge & Air Release Valve are included. | LFP 750-30 VT-2900RPM | 40851.6772 | 150129.9138
LIFECO-UK | 126064200551 | 1 | LIFECO-UK-UL Listed Vertical Turbine Pump (LFP 750-30 VT-2900RPM) 750 GPM @ 13 Bar, Coupled with FM approved Diesel Engine and Gear Drive. Pressure Gauge & Air Release Valve are included. | LFP 750-30 VT-2900RPM | 40851.6772 | 150129.9138
LIFECO-UK | 126064200552 | 1 | LIFECO-UK-UL Listed Vertical Turbine Pump (LFP 750-30 VT-2950RPM) 750 GPM @ 14 Bar, Coupled with FM approved Diesel Engine and Gear Drive. Pressure Gauge & Air Release Valve are included. | LFP 750-30 VT-2950RPM | 40851.6772 | 150129.9138
LIFECO-UK | 126064200553 | 1 | LIFECO-UK-UL Listed Vertical Turbine Pump (LFP 750-30 VT-2900RPM) 750 GPM @ 15 Bar, Coupled with Diesel Engine and Gear Drive. Pressure Gauge & Air Release Valve are included. | LFP 750-30 VT-2900RPM | 42440.6546 | 155969.4057
LIFECO-UK | 126064200554 | 1 | LIFECO-UK-UL Listed Vertical Turbine Pump (LFP 750-30 VT-2900RPM) 750 GPM @ 16 Bar, Coupled with Diesel Engine and Gear Drive. Pressure Gauge & Air Release Valve are included. | LFP 750-30 VT-2900RPM | 42440.6546 | 155969.4057
LIFECO-UK | 126064200555 | 1 | LIFECO-UK-UL Listed Vertical Turbine Pump (LFP 750-30 VT-2950RPM) 750 GPM @ 17 Bar, Coupled with FM approved Diesel Engine and Gear Drive. Pressure Gauge & Air Release Valve are included. | LFP 750-30 VT-2950RPM | 52558.365 | 193151.9914
UL Electric VTP 60Hz 30VT
Item of | LIFECO-UK Item Code | Supplier Item Code | Description |  | LIFECO-UK GP (USD) | LIFECO-UK GP (AED)
LIFECO-UK | 126064200556 | 1 | LIFECO-UK-UL Listed Vertical Turbine Pump (LFP 200-30 VT-2900RPM) 200 GPM @ 6 Bar, Coupled with 60Hz ODP Electric Motor and Gear Drive. Pressure Gauge, Air Release Valve and Casing Relief Valve are included. | LFP 200-30 VT-2900RPM | 23779.7104 | 87390.4357
LIFECO-UK | 126064200557 | 1 | LIFECO-UK-UL Listed Vertical Turbine Pump (LFP 200-30 VT-2900RPM) 200 GPM @ 7 Bar, Coupled with 60Hz ODP Electric Motor and Gear Drive. Pressure Gauge, Air Release Valve and Casing Relief Valve are included. | LFP 200-30 VT-2900RPM | 23779.7104 | 87390.4357
LIFECO-UK | 126064200558 | 1 | LIFECO-UK-UL Listed Vertical Turbine Pump (LFP 200-30 VT-2900RPM) 200 GPM @ 8 Bar, Coupled with 60Hz ODP Electric Motor and Gear Drive. Pressure Gauge, Air Release Valve and Casing Relief Valve are included. | LFP 200-30 VT-2900RPM | 25420.5852 | 93420.6507
LIFECO-UK | 126064200559 | 1 | LIFECO-UK-UL Listed Vertical Turbine Pump (LFP 200-30 VT-2900RPM) 200 GPM @ 9 to 11 Bar, Coupled with 60Hz ODP Electric Motor and Gear Drive. Pressure Gauge, Air Release Valve and Casing Relief Valve are included. | LFP 200-30 VT-2900RPM | 26263.1554 | 96517.0959
LIFECO-UK | 126064200560 | 1 | LIFECO-UK-UL Listed Vertical Turbine Pump (LFP 200-30 VT-2900RPM) 200 GPM @ 12 to 13 Bar, Coupled with 60Hz ODP Electric Motor and Gear Drive. Pressure Gauge, Air Release Valve and Casing Relief Valve are included. | LFP 200-30 VT-2900RPM | 28656.543 | 105312.7955
LIFECO-UK | 126064200561 | 1 | LIFECO-UK-UL Listed Vertical Turbine Pump (LFP 200-30 VT-2900RPM) 200 GPM @ 14 Bar, Coupled with 60Hz ODP Electric Motor and Gear Drive. Pressure Gauge, Air Release Valve and Casing Relief Valve are included. | LFP 200-30 VT-2900RPM | 28656.543 | 105312.7955
LIFECO-UK | 126064200562 | 1 | LIFECO-UK-UL Listed Vertical Turbine Pump (LFP 200-30 VT-2900RPM) 200 GPM @ 15 Bar, Coupled with 60Hz ODP Electric Motor and Gear Drive. Pressure Gauge, Air Release Valve and Casing Relief Valve are included. | LFP 200-30 VT-2900RPM | 29770.0483 | 109404.9274
LIFECO-UK | 126064200563 | 1 | LIFECO-UK-UL Listed Vertical Turbine Pump (LFP 200-30 VT-2900RPM) 200 GPM @ 16 Bar, Coupled with 60Hz ODP Electric Motor and Gear Drive. Pressure Gauge, Air Release Valve and Casing Relief Valve are included. | LFP 200-30 VT-2900RPM | 30761.4419 | 113048.2991
LIFECO-UK | 126064200564 | 1 | LIFECO-UK-UL Listed Vertical Turbine Pump (LFP 200-30 VT-2900RPM) 200 GPM @ 17 Bar, Coupled with 60Hz ODP Electric Motor and Gear Drive. Pressure Gauge, Air Release Valve and Casing Relief Valve are included. | LFP 200-30 VT-2900RPM | 30761.4419 | 113048.2991
LIFECO-UK | 126064200565 | 1 | LIFECO-UK-UL Listed Vertical Turbine Pump (LFP 200-30 VT-2900RPM) 200 GPM @ 18 Bar, Coupled with 60Hz ODP Electric Motor and Gear Drive. Pressure Gauge, Air Release Valve and Casing Relief Valve are included. | LFP 200-30 VT-2900RPM | 30761.4419 | 113048.2991
LIFECO-UK | 126064200566 | 1 | LIFECO-UK-UL Listed Vertical Turbine Pump (LFP 200-30 VT-2980RPM) 200 GPM @ 19 Bar, Coupled with 60Hz ODP Electric Motor and Gear Drive. Pressure Gauge, Air Release Valve and Casing Relief Valve are included. | LFP 200-30 VT-2980RPM | 33723.4118 | 123933.5382
LIFECO-UK | 126064200567 | 1 | LIFECO-UK-UL Listed Vertical Turbine Pump (LFP 200-30 VT-2900RPM) 200 GPM @ 20 Bar, Coupled with 60Hz ODP Electric Motor and Gear Drive. Pressure Gauge, Air Release Valve and Casing Relief Valve are included. | LFP 200-30 VT-2900RPM | 35311.6259 | 129770.2253
LIFECO-UK | 126064200568 | 1 | LIFECO-UK-UL Listed Vertical Turbine Pump (LFP 250-30 VT-2900RPM) 250 GPM @ 6 Bar, Coupled with 60Hz ODP Electric Motor and Gear Drive. Pressure Gauge, Air Release Valve and Casing Relief Valve are included. | LFP 250-30 VT-2900RPM | 23779.7104 | 87390.4357
LIFECO-UK | 126064200569 | 1 | LIFECO-UK-UL Listed Vertical Turbine Pump (LFP 250-30 VT-2900RPM) 250 GPM @ 7 Bar, Coupled with 60Hz ODP Electric Motor and Gear Drive. Pressure Gauge, Air Release Valve and Casing Relief Valve are included. | LFP 250-30 VT-2900RPM | 24128.4917 | 88672.207
LIFECO-UK | 126064200570 | 1 | LIFECO-UK-UL Listed Vertical Turbine Pump (LFP 250-30 VT-2900RPM) 250 GPM @ 8 Bar, Coupled with 60Hz ODP Electric Motor and Gear Drive. Pressure Gauge, Air Release Valve and Casing Relief Valve are included. | LFP 250-30 VT-2900RPM | 25420.5852 | 93420.6507
LIFECO-UK | 126064200571 | 1 | LIFECO-UK-UL Listed Vertical Turbine Pump (LFP 250-30 VT-2900RPM) 250 GPM @ 9 Bar, Coupled with 60Hz ODP Electric Motor and Gear Drive. Pressure Gauge, Air Release Valve and Casing Relief Valve are included. | LFP 250-30 VT-2900RPM | 26263.1554 | 96517.0959
LIFECO-UK | 126064200572 | 1 | LIFECO-UK-UL Listed Vertical Turbine Pump (LFP 250-30 VT-2900RPM) 250 GPM @ 10 Bar, Coupled with 60Hz ODP Electric Motor and Gear Drive. Pressure Gauge, Air Release Valve and Casing Relief Valve are included. | LFP 250-30 VT-2900RPM | 26263.1554 | 96517.0959
LIFECO-UK | 126064200573 | 1 | LIFECO-UK-UL Listed Vertical Turbine Pump (LFP 250-30 VT-2900RPM) 250 GPM @ 11 to 14 Bar, Coupled with 60Hz ODP Electric Motor and Gear Drive. Pressure Gauge, Air Release Valve and Casing Relief Valve are included. | LFP 250-30 VT-2900RPM | 28656.543 | 105312.7955
LIFECO-UK | 126064200574 | 1 | LIFECO-UK-UL Listed Vertical Turbine Pump (LFP 250-30 VT-2980RPM) 250 GPM @ 15 Bar, Coupled with 60Hz ODP Electric Motor and Gear Drive. Pressure Gauge, Air Release Valve and Casing Relief Valve are included. | LFP 250-30 VT-2980RPM | 29770.0483 | 109404.9274
LIFECO-UK | 126064200575 | 1 | LIFECO-UK-UL Listed Vertical Turbine Pump (LFP 250-30 VT-2900RPM) 250 GPM @ 16 Bar, Coupled with 60Hz ODP Electric Motor and Gear Drive. Pressure Gauge, Air Release Valve and Casing Relief Valve are included. | LFP 250-30 VT-2900RPM | 30761.4419 | 113048.2991
LIFECO-UK | 126064200576 | 1 | LIFECO-UK-UL Listed Vertical Turbine Pump (LFP 250-30 VT-2900RPM) 250 GPM @ 17 Bar, Coupled with 60Hz ODP Electric Motor and Gear Drive. Pressure Gauge, Air Release Valve and Casing Relief Valve are included. | LFP 250-30 VT-2900RPM | 30761.4419 | 113048.2991
LIFECO-UK | 126064200577 | 1 | LIFECO-UK-UL Listed Vertical Turbine Pump (LFP 250-30 VT-2900RPM) 250 GPM @ 18 Bar, Coupled with 60Hz ODP Electric Motor and Gear Drive. Pressure Gauge, Air Release Valve and Casing Relief Valve are included. | LFP 250-30 VT-2900RPM | 33723.4118 | 123933.5382
LIFECO-UK | 126064200578 | 1 | LIFECO-UK-UL Listed Vertical Turbine Pump (LFP 250-30 VT-2900RPM) 250 GPM @ 19 to 20 Bar, Coupled with 60Hz ODP Electric Motor and Gear Drive. Pressure Gauge, Air Release Valve and Casing Relief Valve are included. | LFP 250-30 VT-2900RPM | 35311.6259 | 129770.2253
LIFECO-UK | 126064200579 | 1 | LIFECO-UK-UL Listed Vertical Turbine Pump (LFP 300-30 VT-2900RPM) 300 GPM @ 6 Bar, Coupled with 60Hz ODP Electric Motor and Gear Drive. Pressure Gauge, Air Release Valve and Casing Relief Valve are included. | LFP 300-30 VT-2900RPM | 23779.7104 | 87390.4357
LIFECO-UK | 126064200580 | 1 | LIFECO-UK-UL Listed Vertical Turbine Pump (LFP 300-30 VT-2900RPM) 300 GPM @ 7 Bar, Coupled with 60Hz ODP Electric Motor and Gear Drive. Pressure Gauge, Air Release Valve and Casing Relief Valve are included. | LFP 300-30 VT-2900RPM | 24128.4917 | 88672.207
LIFECO-UK | 126064200581 | 1 | LIFECO-UK-UL Listed Vertical Turbine Pump (LFP 300-30 VT-2900RPM) 300 GPM @ 8 Bar, Coupled with 60Hz ODP Electric Motor and Gear Drive. Pressure Gauge, Air Release Valve and Casing Relief Valve are included. | LFP 300-30 VT-2900RPM | 25420.5852 | 93420.6507
LIFECO-UK | 126064200582 | 1 | LIFECO-UK-UL Listed Vertical Turbine Pump (LFP 300-30 VT-2900RPM) 300 GPM @ 9 to 10 Bar, Coupled with 60Hz ODP Electric Motor and Gear Drive. Pressure Gauge, Air Release Valve and Casing Relief Valve are included. | LFP 300-30 VT-2900RPM | 26263.1554 | 96517.0959
LIFECO-UK | 126064200583 | 1 | LIFECO-UK-UL Listed Vertical Turbine Pump (LFP 300-30 VT-2900RPM) 300 GPM @ 11 to 13 Bar, Coupled with 60Hz ODP Electric Motor and Gear Drive. Pressure Gauge, Air Release Valve and Casing Relief Valve are included. | LFP 300-30 VT-2900RPM | 28656.543 | 105312.7955
LIFECO-UK | 126064200584 | 1 | LIFECO-UK-UL Listed Vertical Turbine Pump (LFP 300-30 VT-2900RPM) 300 GPM @ 14 Bar, Coupled with 60Hz ODP Electric Motor and Gear Drive. Pressure Gauge, Air Release Valve and Casing Relief Valve are included. | LFP 300-30 VT-2900RPM | 29770.0483 | 109404.9274
LIFECO-UK | 126064200585 | 1 | LIFECO-UK-UL Listed Vertical Turbine Pump (LFP 300-30 VT-2900RPM) 300 GPM @ 15 Bar, Coupled with 60Hz ODP Electric Motor and Gear Drive. Pressure Gauge, Air Release Valve and Casing Relief Valve are included. | LFP 300-30 VT-2900RPM | 30761.4419 | 113048.2991
LIFECO-UK | 126064200586 | 1 | LIFECO-UK-UL Listed Vertical Turbine Pump (LFP 300-30 VT-2900RPM) 300 GPM @ 16 to 17 Bar, Coupled with 60Hz ODP Electric Motor and Gear Drive. Pressure Gauge, Air Release Valve and Casing Relief Valve are included. | LFP 300-30 VT-2900RPM | 30761.4419 | 113048.2991
LIFECO-UK | 126064200587 | 1 | LIFECO-UK-UL Listed Vertical Turbine Pump (LFP 300-30 VT-2900RPM) 300 GPM @ 18 Bar, Coupled with 60Hz ODP Electric Motor and Gear Drive. Pressure Gauge, Air Release Valve and Casing Relief Valve are included. | LFP 300-30 VT-2900RPM | 33723.4118 | 123933.5382
LIFECO-UK | 126064200588 | 1 | LIFECO-UK-UL Listed Vertical Turbine Pump (LFP 300-30 VT-2900RPM) 300 GPM @ 19 Bar, Coupled with 60Hz ODP Electric Motor and Gear Drive. Pressure Gauge, Air Release Valve and Casing Relief Valve are included. | LFP 300-30 VT-2900RPM | 35311.6259 | 129770.2253
LIFECO-UK | 126064200589 | 1 | LIFECO-UK-UL Listed Vertical Turbine Pump (LFP 300-30 VT-2900RPM) 300 GPM @ 20 Bar, Coupled with 60Hz ODP Electric Motor and Gear Drive. Pressure Gauge, Air Release Valve and Casing Relief Valve are included. | LFP 300-30 VT-2900RPM | 35311.6259 | 129770.2253
LIFECO-UK | 126064200590 | 1 | LIFECO-UK-UL Listed Vertical Turbine Pump (LFP 400-30 VT-2900RPM) 400 GPM @ 6 Bar, Coupled with 60Hz ODP Electric Motor and Gear Drive. Pressure Gauge, Air Release Valve and Casing Relief Valve are included. | LFP 400-30 VT-2900RPM | 23779.7104 | 87390.4357
LIFECO-UK | 126064200591 | 1 | LIFECO-UK-UL Listed Vertical Turbine Pump (LFP 400-30 VT-2900RPM) 400 GPM @ 7 to 8 Bar, Coupled with 60Hz ODP Electric Motor and Gear Drive. Pressure Gauge, Air Release Valve and Casing Relief Valve are included. | LFP 400-30 VT-2900RPM | 25420.5852 | 93420.6507
LIFECO-UK | 126064200592 | 1 | LIFECO-UK-UL Listed Vertical Turbine Pump (LFP 400-30 VT-2900RPM) 400 GPM @ 9 Bar, Coupled with 60Hz ODP Electric Motor and Gear Drive. Pressure Gauge, Air Release Valve and Casing Relief Valve are included. | LFP 400-30 VT-2900RPM | 26263.1554 | 96517.0959
LIFECO-UK | 126064200593 | 1 | LIFECO-UK-UL Listed Vertical Turbine Pump (LFP 400-30 VT-2900RPM) 400 GPM @ 10 Bar, Coupled with 60Hz ODP Electric Motor and Gear Drive. Pressure Gauge, Air Release Valve and Casing Relief Valve are included. | LFP 400-30 VT-2900RPM | 27485.0347 | 101007.5025
LIFECO-UK | 126064200594 | 1 | LIFECO-UK-UL Listed Vertical Turbine Pump (LFP 400-30 VT-2900RPM) 400 GPM @ 11 to 13 Bar, Coupled with 60Hz ODP Electric Motor and Gear Drive. Pressure Gauge, Air Release Valve and Casing Relief Valve are included. | LFP 400-30 VT-2900RPM | 28656.543 | 105312.7955
LIFECO-UK | 126064200595 | 1 | LIFECO-UK-UL Listed Vertical Turbine Pump (LFP 400-30 VT-2980RPM) 400 GPM @ 14 Bar, Coupled with 60Hz ODP Electric Motor and Gear Drive. Pressure Gauge, Air Release Valve and Casing Relief Valve are included. | LFP 400-30 VT-2980RPM | 29770.0483 | 109404.9274
LIFECO-UK | 126064200596 | 1 | LIFECO-UK-UL Listed Vertical Turbine Pump (LFP 400-30 VT-2900RPM) 400 GPM @ 15 Bar, Coupled with 60Hz ODP Electric Motor and Gear Drive. Pressure Gauge, Air Release Valve and Casing Relief Valve are included. | LFP 400-30 VT-2900RPM | 30761.4419 | 113048.2991
LIFECO-UK | 126064200597 | 1 | LIFECO-UK-UL Listed Vertical Turbine Pump (LFP 400-30 VT-2900RPM) 400 GPM @ 16 Bar, Coupled with 60Hz ODP Electric Motor and Gear Drive. Pressure Gauge, Air Release Valve and Casing Relief Valve are included. | LFP 400-30 VT-2900RPM | 30761.4419 | 113048.2991
LIFECO-UK | 126064200598 | 1 | LIFECO-UK-UL Listed Vertical Turbine Pump (LFP 400-30 VT-2900RPM) 400 GPM @ 17 Bar, Coupled with 60Hz ODP Electric Motor and Gear Drive. Pressure Gauge, Air Release Valve and Casing Relief Valve are included. | LFP 400-30 VT-2900RPM | 33723.4118 | 123933.5382
LIFECO-UK | 126064200599 | 1 | LIFECO-UK-UL Listed Vertical Turbine Pump (LFP 400-30 VT-2980RPM) 400 GPM @ 18 Bar, Coupled with 60Hz ODP Electric Motor and Gear Drive. Pressure Gauge, Air Release Valve and Casing Relief Valve are included. | LFP 400-30 VT-2980RPM | 33723.4118 | 123933.5382
LIFECO-UK | 126064200600 | 1 | LIFECO-UK-UL Listed Vertical Turbine Pump (LFP 400-30 VT-2900RPM) 400 GPM @ 19 Bar, Coupled with 60Hz ODP Electric Motor and Gear Drive. Pressure Gauge, Air Release Valve and Casing Relief Valve are included. | LFP 400-30 VT-2900RPM | 35311.6259 | 129770.2253
LIFECO-UK | 126064200601 | 1 | LIFECO-UK-UL Listed Vertical Turbine Pump (LFP 400-30 VT-2980RPM) 400 GPM @ 20 Bar, Coupled with 60Hz ODP Electric Motor and Gear Drive. Pressure Gauge, Air Release Valve and Casing Relief Valve are included. | LFP 400-30 VT-2980RPM | 35311.6259 | 129770.2253
LIFECO-UK | 126064200602 | 1 | LIFECO-UK-UL Listed Vertical Turbine Pump (LFP 450-30 VT-2900RPM) 450 GPM @ 6 Bar, Coupled with 60Hz ODP Electric Motor and Gear Drive. Pressure Gauge, Air Release Valve and Casing Relief Valve are included. | LFP 450-30 VT-2900RPM | 23779.7104 | 87390.4357
LIFECO-UK | 126064200603 | 1 | LIFECO-UK-UL Listed Vertical Turbine Pump (LFP 450-30 VT-2900RPM) 450 GPM @ 7 Bar, Coupled with 60Hz ODP Electric Motor and Gear Drive. Pressure Gauge, Air Release Valve and Casing Relief Valve are included. | LFP 450-30 VT-2900RPM | 25420.5852 | 93420.6507
LIFECO-UK | 126064200604 | 1 | LIFECO-UK-UL Listed Vertical Turbine Pump (LFP 450-30 VT-2900RPM) 450 GPM @ 8 Bar, Coupled with 60Hz ODP Electric Motor and Gear Drive. Pressure Gauge, Air Release Valve and Casing Relief Valve are included. | LFP 450-30 VT-2900RPM | 25420.5852 | 93420.6507
LIFECO-UK | 126064200605 | 1 | LIFECO-UK-UL Listed Vertical Turbine Pump (LFP 450-30 VT-2900RPM) 450 GPM @ 9 Bar, Coupled with 60Hz ODP Electric Motor and Gear Drive. Pressure Gauge, Air Release Valve and Casing Relief Valve are included. | LFP 450-30 VT-2900RPM | 26263.1554 | 96517.0959
LIFECO-UK | 126064200606 | 1 | LIFECO-UK-UL Listed Vertical Turbine Pump (LFP 450-30 VT-2900RPM) 450 GPM @ 10 Bar, Coupled with 60Hz ODP Electric Motor and Gear Drive. Pressure Gauge, Air Release Valve and Casing Relief Valve are included. | LFP 450-30 VT-2900RPM | 27485.0347 | 101007.5025
LIFECO-UK | 126064200607 | 1 | LIFECO-UK-UL Listed Vertical Turbine Pump (LFP 450-30 VT-2900RPM) 450 GPM @ 11 to 13 Bar, Coupled with 60Hz ODP Electric Motor and Gear Drive. Pressure Gauge, Air Release Valve and Casing Relief Valve are included. | LFP 450-30 VT-2900RPM | 28656.543 | 105312.7955
LIFECO-UK | 126064200608 | 1 | LIFECO-UK-UL Listed Vertical Turbine Pump (LFP 450-30 VT-2980RPM) 450 GPM @ 14 Bar, Coupled with 60Hz ODP Electric Motor and Gear Drive. Pressure Gauge, Air Release Valve and Casing Relief Valve are included. | LFP 450-30 VT-2980RPM | 29770.0483 | 109404.9274
LIFECO-UK | 126064200609 | 1 | LIFECO-UK-UL Listed Vertical Turbine Pump (LFP 450-30 VT-2900RPM) 450 GPM @ 15 to 16 Bar, Coupled with 60Hz ODP Electric Motor and Gear Drive. Pressure Gauge, Air Release Valve and Casing Relief Valve are included. | LFP 450-30 VT-2900RPM | 30761.4419 | 113048.2991
LIFECO-UK | 126064200610 | 1 | LIFECO-UK-UL Listed Vertical Turbine Pump (LFP 450-30 VT-2980RPM) 450 GPM @ 17 Bar, Coupled with 60Hz ODP Electric Motor and Gear Drive. Pressure Gauge, Air Release Valve and Casing Relief Valve are included. | LFP 450-30 VT-2980RPM | 33723.4118 | 123933.5382
LIFECO-UK | 126064200611 | 1 | LIFECO-UK-UL Listed Vertical Turbine Pump (LFP 450-30 VT-2900RPM) 450 GPM @ 18 to 19 Bar, Coupled with 60Hz ODP Electric Motor and Gear Drive. Pressure Gauge, Air Release Valve and Casing Relief Valve are included. | LFP 450-30 VT-2900RPM | 35311.6259 | 129770.2253
LIFECO-UK | 126064200612 | 1 | LIFECO-UK-UL Listed Vertical Turbine Pump (LFP 450-30 VT-2980RPM) 450 GPM @ 20 Bar, Coupled with 60Hz ODP Electric Motor and Gear Drive. Pressure Gauge, Air Release Valve and Casing Relief Valve are included. | LFP 450-30 VT-2980RPM | 40576.1629 | 149117.3986
LIFECO-UK | 126064200613 | 1 | LIFECO-UK-UL Listed Vertical Turbine Pump (LFP 500-30 VT-2900RPM) 500 GPM @ 6 Bar, Coupled with 60Hz ODP Electric Motor and Gear Drive. Pressure Gauge, Air Release Valve and Casing Relief Valve are included. | LFP 500-30 VT-2900RPM | 23779.7104 | 87390.4357
LIFECO-UK | 126064200614 | 1 | LIFECO-UK-UL Listed Vertical Turbine Pump (LFP 500-30 VT-2900RPM) 500 GPM @ 7 Bar, Coupled with 60Hz ODP Electric Motor and Gear Drive. Pressure Gauge, Air Release Valve and Casing Relief Valve are included. | LFP 500-30 VT-2900RPM | 25420.5852 | 93420.6507
LIFECO-UK | 126064200615 | 1 | LIFECO-UK-UL Listed Vertical Turbine Pump (LFP 500-30 VT-2900RPM) 500 GPM @ 8 to 9 Bar, Coupled with 60Hz ODP Electric Motor and Gear Drive. Pressure Gauge, Air Release Valve and Casing Relief Valve are included. | LFP 500-30 VT-2900RPM | 26263.1554 | 96517.0959
LIFECO-UK | 126064200616 | 1 | LIFECO-UK-UL Listed Vertical Turbine Pump (LFP 500-30 VT-2980RPM) 500 GPM @ 10 Bar, Coupled with 60Hz ODP Electric Motor and Gear Drive. Pressure Gauge, Air Release Valve and Casing Relief Valve are included. | LFP 500-30 VT-2980RPM | 27485.0347 | 101007.5025
LIFECO-UK | 126064200617 | 1 | LIFECO-UK-UL Listed Vertical Turbine Pump (LFP 500-30 VT-2900RPM) 500 GPM @ 11 to 12 Bar, Coupled with 60Hz ODP Electric Motor and Gear Drive. Pressure Gauge, Air Release Valve and Casing Relief Valve are included. | LFP 500-30 VT-2900RPM | 28656.543 | 105312.7955
LIFECO-UK | 126064200618 | 1 | LIFECO-UK-UL Listed Vertical Turbine Pump (LFP 500-30 VT-2900RPM) 500 GPM @ 13 Bar, Coupled with 60Hz ODP Electric Motor and Gear Drive. Pressure Gauge, Air Release Valve and Casing Relief Valve are included. | LFP 500-30 VT-2900RPM | 29770.0483 | 109404.9274
LIFECO-UK | 126064200619 | 1 | LIFECO-UK-UL Listed Vertical Turbine Pump (LFP 500-30 VT-2900RPM) 500 GPM @ 14 Bar, Coupled with 60Hz ODP Electric Motor and Gear Drive. Pressure Gauge, Air Release Valve and Casing Relief Valve are included. | LFP 500-30 VT-2900RPM | 30761.4419 | 113048.2991
LIFECO-UK | 126064200620 | 1 | LIFECO-UK-UL Listed Vertical Turbine Pump (LFP 500-30 VT-2900RPM) 500 GPM @ 15 Bar, Coupled with 60Hz ODP Electric Motor and Gear Drive. Pressure Gauge, Air Release Valve and Casing Relief Valve are included. | LFP 500-30 VT-2900RPM | 30761.4419 | 113048.2991
LIFECO-UK | 126064200621 | 1 | LIFECO-UK-UL Listed Vertical Turbine Pump (LFP 500-30 VT-2900RPM) 500 GPM @ 16 Bar, Coupled with 60Hz ODP Electric Motor and Gear Drive. Pressure Gauge, Air Release Valve and Casing Relief Valve are included. | LFP 500-30 VT-2900RPM | 33723.4118 | 123933.5382
LIFECO-UK | 126064200622 | 1 | LIFECO-UK-UL Listed Vertical Turbine Pump (LFP 500-30 VT-2980RPM) 500 GPM @ 17 Bar, Coupled with 60Hz ODP Electric Motor and Gear Drive. Pressure Gauge, Air Release Valve and Casing Relief Valve are included. | LFP 500-30 VT-2980RPM | 33723.4118 | 123933.5382
LIFECO-UK | 126064200623 | 1 | LIFECO-UK-UL Listed Vertical Turbine Pump (LFP 500-30 VT-2900RPM) 500 GPM @ 18 Bar, Coupled with 60Hz ODP Electric Motor and Gear Drive. Pressure Gauge, Air Release Valve and Casing Relief Valve are included. | LFP 500-30 VT-2900RPM | 35311.6259 | 129770.2253
LIFECO-UK | 126064200624 | 1 | LIFECO-UK-UL Listed Vertical Turbine Pump (LFP 500-30 VT-2980RPM) 500 GPM @ 19 to 20 Bar, Coupled with 60Hz ODP Electric Motor and Gear Drive. Pressure Gauge, Air Release Valve and Casing Relief Valve are included. | LFP 500-30 VT-2980RPM | 40576.1629 | 149117.3986
LIFECO-UK | 126064200625 | 1 | LIFECO-UK-UL Listed Vertical Turbine Pump (LFP 750-30 VT-3000RPM) 750 GPM @ 6 Bar, Coupled with 60Hz ODP Electric Motor and Gear Drive. Pressure Gauge, Air Release Valve and Casing Relief Valve are included. | LFP 750-30 VT-3000RPM | 24128.4917 | 88672.207
LIFECO-UK | 126064200626 | 1 | LIFECO-UK-UL Listed Vertical Turbine Pump (LFP 750-30 VT-2900RPM) 750 GPM @ 7.44 Bar, Coupled with 60Hz ODP Electric Motor and Gear Drive. Pressure Gauge, Air Release Valve and Casing Relief Valve are included. | LFP 750-30 VT-2900RPM | 26263.1554 | 96517.0959
LIFECO-UK | 126064200627 | 1 | LIFECO-UK-UL Listed Vertical Turbine Pump (LFP 750-30 VT-2900RPM) 750 GPM @ 8 Bar, Coupled with 60Hz ODP Electric Motor and Gear Drive. Pressure Gauge, Air Release Valve and Casing Relief Valve are included. | LFP 750-30 VT-2900RPM | 26263.1554 | 96517.0959
LIFECO-UK | 126064200628 | 1 | LIFECO-UK-UL Listed Vertical Turbine Pump (LFP 750-30 VT-3000RPM) 750 GPM @ 8.96 Bar, Coupled with 60Hz ODP Electric Motor and Gear Drive. Pressure Gauge, Air Release Valve and Casing Relief Valve are included. | LFP 750-30 VT-3000RPM | 27485.0347 | 101007.5025
LIFECO-UK | 126064200629 | 1 | LIFECO-UK-UL Listed Vertical Turbine Pump (LFP 750-30 VT-2900RPM) 750 GPM @ 10 Bar, Coupled with 60Hz ODP Electric Motor and Gear Drive. Pressure Gauge, Air Release Valve and Casing Relief Valve are included. | LFP 750-30 VT-2900RPM | 29770.0483 | 109404.9274
LIFECO-UK | 126064200630 | 1 | LIFECO-UK-UL Listed Vertical Turbine Pump (LFP 750-30 VT-2950RPM) 750 GPM @ 11 Bar, Coupled with 60Hz ODP Electric Motor and Gear Drive. Pressure Gauge, Air Release Valve and Casing Relief Valve are included. | LFP 750-30 VT-2950RPM | 29770.0483 | 109404.9274
LIFECO-UK | 126064200915 | 1 | LIFECO-UK-UL Listed Vertical Turbine Pump (LFP 750-30 VT-3000RPM) 750 GPM @ 11.93 Bar, Coupled with 60Hz ODP Electric Motor and Gear Drive. Pressure Gauge, Air Release Valve and Casing Relief Valve are included. | LFP 750-30 VT-3000RPM | 29770.0483 | 109404.9274
LIFECO-UK | 126064200631 | 1 | LIFECO-UK-UL Listed Vertical Turbine Pump (LFP 750-30 VT-2900RPM) 750 GPM @ 12.41 Bar, Coupled with 60Hz ODP Electric Motor and Gear Drive. Pressure Gauge, Air Release Valve and Casing Relief Valve are included. | LFP 750-30 VT-2900RPM | 30761.4419 | 113048.2991
LIFECO-UK | 126064200632 | 1 | LIFECO-UK-UL Listed Vertical Turbine Pump (LFP 750-30 VT-2900RPM) 750 GPM @ 13 Bar, Coupled with 60Hz ODP Electric Motor and Gear Drive. Pressure Gauge, Air Release Valve and Casing Relief Valve are included. | LFP 750-30 VT-2900RPM | 30761.4419 | 113048.2991
LIFECO-UK | 126064200633 | 1 | LIFECO-UK-UL Listed Vertical Turbine Pump (LFP 750-30 VT-2950RPM) 750 GPM @ 14 Bar, Coupled with 60Hz ODP Electric Motor and Gear Drive. Pressure Gauge, Air Release Valve and Casing Relief Valve are included. | LFP 750-30 VT-2950RPM | 30761.4419 | 113048.2991
LIFECO-UK | 126064200634 | 1 | LIFECO-UK-UL Listed Vertical Turbine Pump (LFP 750-30 VT-2900RPM) 750 GPM @ 15 Bar, Coupled with 60Hz ODP Electric Motor and Gear Drive. Pressure Gauge, Air Release Valve and Casing Relief Valve are included. | LFP 750-30 VT-2900RPM | 32721.3333 | 120250.9
LIFECO-UK | 126064200635 | 1 | LIFECO-UK-UL Listed Vertical Turbine Pump (LFP 750-30 VT-2900RPM) 750 GPM @ 16 Bar, Coupled with 60Hz ODP Electric Motor and Gear Drive. Pressure Gauge, Air Release Valve and Casing Relief Valve are included. | LFP 750-30 VT-2900RPM | 32721.3333 | 120250.9
LIFECO-UK | 126064200636 | 1 | LIFECO-UK-UL Listed Vertical Turbine Pump (LFP 750-30 VT-2950RPM) 750 GPM @ 17 Bar, Coupled with 60Hz ODP Electric Motor and Gear Drive. Pressure Gauge, Air Release Valve and Casing Relief Valve are included. | LFP 750-30 VT-2950RPM | 40576.1629 | 149117.3986
Column Pipe VTP
Item of | LIFECO-UK Item Code | Supplier Item Code | Description |  | LIFECO-UK GP (USD) | LIFECO-UK GP (AED)
LIFECO-UK | 106049200055 |  | 500 mm Additional Column pipe for 30-VT pump |  | 1246.4375 | 4580.6578
LIFECO-UK | 106049200056 |  | 1000 mm Additional Column pipe for 30-VT pump |  | 1590.05 | 5843.4337
LIFECO-UK | 106049200058 |  | 2000 mm Additional Column pipe for 30-VT pump |  | 1953.875 | 7180.4906
LIFECO-UK | 106049200061 |  | 3000 mm Additional Column pipe for 30-VT pump |  | 2182.95 | 8022.3413
LIFECO-UK Costum Engineered Fire Pump - Gmax
Item of | LIFECO-UK Item Code | Supplier Item Code | Description |  | LIFECO-UK GP (USD) | LIFECO-UK GP (AED)
100 GPM Models
LIFECO-UK | LF-PMPSTDHES001 | 047017200163 | Pump Set, Electrical Motor and Diesel Engine Driven, Horizontal End Suction Type, Capacity 100 GPM at 6 Bar with Jockey Pump, Controller DOL and Standard Accessories Excel Series, Standard Approved, LIFECO-UK, Model 100 EDJ-6 | 100 EDJ-6 | 9755.1916 | 35850.329
LIFECO-UK | LF-PMPSTDHES002 | 047017200214 | Pump Set, Electrical Motor and Diesel Engine Driven, Horizontal End Suction Type, Capacity 100 GPM at 7 Bar with Jockey Pump, Controller DOL and Standard Accessories Excel Series, Standard Approved, LIFECO-UK, Model 100 EDJ-7 | 100 EDJ-7 | 9755.1916 | 35850.329
LIFECO-UK | LF-PMPSTDHES003 | 235022200002 | Pump Set, Electrical Motor and Diesel Engine Driven, Horizontal End Suction Type, Capacity 100 GPM at 7 Bar with Pressure Tank, Controller DOL and Standard Accessories, Excel Series, Standard Approved, LIFECO-UK, Model 100 EDPT-7 DOL | 100 EDPT-7 DOL | 8891.2519 | 32675.3507
LIFECO-UK | LF-PMPSTDHES004 | 047017200168 | Pump Set, Electrical Motor and Diesel Engine Driven, Horizontal End Suction Type, Capacity 100 GPM at 8 Bar with Jockey Pump, Controller DOL and Standard Accessories Excel Series, Standard Approved, LIFECO-UK, Model 100 EDJ-8 | 100 EDJ-8 | 9494.178 | 34891.1041
LIFECO-UK | LF-PMPSTDHES005 | 047017900041 | LIFECO-UK Fire Pump Set, Electrical Motor and Diesel Engine Driven, Horizontal End Suction Type, Capacity 100 GPM @ 9 Bar with Jockey Pump, Common Controller DOL Starter and Standard Accessories, Excel Series, Standard Approved, LIFECO-UK,Model 100 EDJ-9 | 100 EDJ-9 | 9494.178 | 34891.1041
120 GPM Models
LIFECO-UK | LF-PMPSTDHES006 | 235003200026 | LIFECO-UK Fire Pump Set, Electrical Motor and Diesel Engine Driven, Horizontal End Suction Type, Capacity 120 GPM @ 6 Bar with Jockey Pump, Common Controller DOL Starter and Standard Accessories, Excel Series, Standard Approved, LIFECO-UK,Model 120 EDJ-6 | 120 EDJ-6 | 9681.1614 | 35578.2681
LIFECO-UK | LF-PMPSTDHES007 | 047017200016 | LIFECO-UK Fire Pump Set, Electrical Motor and Diesel Engine Driven, Horizontal End Suction Type, Capacity 120 GPM @ 7 Bar with Jockey Pump, Common Controller DOL Starter and Standard Accessories, Excel Series, Standard Approved, LIFECO-UK,Model 120 EDJ-7 | 120 EDJ-7 | 9681.1614 | 35578.2681
LIFECO-UK | LF-PMPSTDHES008 | 047017200226 | LIFECO-UK Fire Pump Set, Electrical Motor and Diesel Engine Driven, Horizontal End Suction Type, Capacity 120 GPM @ 8 Bar with Jockey Pump, Common Controller DOL Starter and Standard Accessories, Excel Series, Standard Approved, LIFECO-UK,Model 120 EDJ-8 | 120 EDJ-8 | 10135.264 | 37247.095
LIFECO-UK | LF-PMPSTDHES009 | 235003200027 | LIFECO-UK Fire Pump Set, Electrical Motor and Diesel Engine Driven, Horizontal End Suction Type, Capacity 120 GPM @ 9 Bar with Jockey Pump, Common Controller DOL Starter and Standard Accessories, Excel Series, Standard Approved, LIFECO-UK,Model 120 EDJ-9 | 120 EDJ-9 | 10135.264 | 37247.095
|  |  | 150 GPM Models | s
LIFECO-UK | LF-PMPSTDHES010 | 047002200005 | LIFECO-UK Pump Set, Electrical Motor and Diesel Engine Driven, Horizontal End Suction Type, Capacity 150 GPM at 6 Bar with Jockey Pump and Pressure Tank, Controller DOL and Standard Accessories Excel Series, Standard Approved, LIFECO-UK, Model 150 EDJPT-6 | 150 EDJPT-6 | 9925.3846 | 36475.7885
LIFECO-UK | LF-PMPSTDHES011 | 047013200007 | LIFECO-UK Fire Pump Set, Electrical Motor and Diesel Engine Driven, Horizontal End Suction Type, Capacity 150 GPM @ 7 Bar with Jockey Pump, Common Controller DOL Starter and Standard Accessories, Excel Series, Standard Approved, LIFECO-UK,Model 150 EDJ-7 | 150 EDJ-7 | 10047.4962 | 36924.5486
LIFECO-UK | LF-PMPSTDHES012 | 090008200002 | LIFECO-UK Fire Pump Set, Electrical Motor and Diesel Engine Driven, Horizontal End Suction Type, Capacity 150 GPM @ 8 Bar with Jockey Pump, Common Controller DOL Starter and Standard Accessories, Excel Series, Standard Approved, LIFECO-UK,Model 150 EDJ-8 | 150 EDJ-8 | 10112.368 | 37162.9525
LIFECO-UK | LF-PMPSTDHES013 | 235003200066 | LIFECO-UK Fire Pump Set, Electrical Motor and Diesel Engine Driven, Horizontal End Suction Type, Capacity 150 GPM @ 9 Bar with Jockey Pump, Common Controller DOL Starter and Standard Accessories, Excel Series, Standard Approved, LIFECO-UK,Model 150 EDJ-9 | 150 EDJ-9 | 10356.5913 | 38060.4729
200 GPM Models
LIFECO-UK | LF-PMPSTDHES014 | 235003200067 | LIFECO-UK Fire Pump Set, Electrical Motor and Diesel Engine Driven, Horizontal End Suction Type, Capacity 200 GPM @ 6 Bar with Jockey Pump, Common Controller DOL Starter and Standard Accessories, Excel Series, Standard Approved, LIFECO-UK,Model 200 EDJ-6 | 200 EDJ-6 | 11356.3801 | 41734.6968
LIFECO-UK | LF-PMPSTDHES015 | 126064200070 | LIFECO-UK Fire Pump Set, Electrical Motor and Diesel Engine Driven, Horizontal End Suction Type, Capacity 200 GPM @ 7 Bar with Jockey Pump, Common Controller DOL Starter and Standard Accessories, Excel Series, Standard Approved, LIFECO-UK,Model 200 EDJ-7 | 200 EDJ-7 | 11470.8597 | 42155.4095
LIFECO-UK | LF-PMPSTDHES016 | 126064200071 | LIFECO-UK Fire Pump Set, Electrical Motor and Diesel Engine Driven, Horizontal End Suction Type, Capacity 200 GPM @ 8 Bar with Jockey Pump, Common Controller DOL Starter and Standard Accessories, Excel Series, Standard Approved, LIFECO-UK,Model 200 EDJ-8 | 200 EDJ-8 | 11524.2836 | 42351.7421
LIFECO-UK | LF-PMPSTDHES017 | 102002200040 | LIFECO-UK Fire Pump Set, Electrical Motor and Diesel Engine Driven, Horizontal End Suction Type, Capacity 200 GPM @ 9 Bar with Jockey Pump, Common Controller DOL Starter and Standard Accessories, Excel Series, Standard Approved, LIFECO-UK,Model 200 EDJ-9 | 200 EDJ-9 | 11997.4661 | 44090.6878
LIFECO-UK | LF-PMPSTDHES018 | 235003200028 | LIFECO-UK Fire Pump Set, Electrical Motor and Diesel Engine Driven, Horizontal End Suction Type, Capacity 200 GPM @ 10 Bar with Jockey Pump, Common Controller DOL Starter and Standard Accessories, Excel Series, Standard Approved, LIFECO-UK,Model 200 EDJ-10 | 200 EDJ-10 | 13008.7029 | 47806.983
250 GPM Models
LIFECO-UK | LF-PMPSTDHES019 | 047017200020 | LIFECO-UK Fire Pump Set, Electrical Motor and Diesel Engine Driven, Horizontal End Suction Type, Capacity 250 GPM at 5 Bar with Jockey Pump, Controller DOL and Standard Accessories Excel Series, Standard Approved, LIFECO-UK,Model 250 EDJ-5 | 250 EDJ-5 | 11646.3952 | 42800.5023
LIFECO-UK | LF-PMPSTDHES020 | 047017200018 | LIFECO-UK Fire Pump Set, Electrical Motor and Diesel Engine Driven, Horizontal End Suction Type, Capacity 250 GPM at 6 Bar with Jockey Pump, Controller DOL and Standard Accessories Excel Series, Standard Approved, LIFECO-UK,Model 250 EDJ-6 | 250 EDJ-6 | 11364.0121 | 41762.7443
LIFECO-UK | LF-PMPSTDHES021 | 047017200171 | LIFECO-UK Fire Pump Set, Electrical Motor and Diesel Engine Driven, Horizontal End Suction Type, Capacity 250 GPM at 7 Bar with Jockey Pump, Controller DOL and Standard Accessories Excel Series, Standard Approved, LIFECO-UK,Model 250 EDJ-7 | 250 EDJ-7 | 11524.2836 | 42351.7421
LIFECO-UK | LF-PMPSTDHES022 | 235018200005 | LIFECO-UK Fire Pump Set, Electrical Motor and Diesel Engine Driven, Horizontal End Suction Type, Capacity 250 GPM at 7 Bar with Jockey Pump and 24 Litre Pressure Tank, Controller DOL and Standard Accessories Excel Series, Standard Approved, LIFECO-UK,Model 250 EDJPT-7 | 250 EDJPT-7 | 11600.6033 | 42632.2172
| LF-PMPSTDHES023 | 047017200019 | LIFECO-UK Fire Pump Set, Electrical Motor and Diesel Engine Driven, Horizontal End Suction Type, Capacity 250 GPM @ 8 Bar with Jockey Pump, Common Controller DOL Starter and Standard Accessories, Excel Series, Standard Approved, LIFECO-UK,Model 250 EDJ-8 | 250 EDJ-8 | 12058.5219 | 44315.0679
LIFECO-UK | LF-PMPSTDHES024 | 047017200141 | LIFECO-UK Fire Pump Set, Electrical Motor and Diesel Engine Driven, Horizontal End Suction Type, Capacity 250 GPM @ 9 Bar with Jockey Pump, Common Controller DOL Starter and Standard Accessories, Excel Series, Standard Approved, LIFECO-UK,Model 250 EDJ-9 | 250 EDJ-9 | 12073.7858 | 44371.1629
LIFECO-UK | LF-PMPSTDHES025 | 047017200110 | LIFECO-UK Fire Pump Set, Electrical Motor and Diesel Engine Driven, Horizontal End Suction Type, Capacity 250 GPM @ 10 Bar with Jockey Pump, Common Controller DOL Starter and Standard Accessories, Excel Series, Standard Approved, LIFECO-UK,Model 250 EDJ-10 | 250 EDJ-10 | 13920.724 | 51158.6606
300 GPM Models
LIFECO-UK | LF-PMPSTDHES026 | 102002200048 | LIFECO-UK Fire Pump Set, Electrical Motor and Diesel Engine Driven, Horizontal End Suction Type, Capacity 300 GPM @ 6 Bar with Jockey Pump, Common Controller DOL Starter and Standard Accessories, Excel Series, Standard Approved, LIFECO-UK,Model 300 EDJ-6 | 300 EDJ-6 | 12173.0015 | 44735.7805
LIFECO-UK | LF-PMPSTDHES027 | 047017200174 | LIFECO-UK Fire Pump Set, Electrical Motor and Diesel Engine Driven, Horizontal End Suction Type, Capacity 300 GPM @ 7 Bar with Jockey Pump, Common Controller DOL Starter and Standard Accessories, Excel Series, Standard Approved, LIFECO-UK,Model 300 EDJ-7 | 300 EDJ-7 | 12180.6335 | 44763.8281
LIFECO-UK | LF-PMPSTDHES028 | 047017200115 | LIFECO-UK Fire Pump Set, Electrical Motor and Diesel Engine Driven, Horizontal End Suction Type, Capacity 300 GPM @ 8 Bar with Jockey Pump, Common Controller DOL Starter and Standard Accessories, Excel Series, Standard Approved, LIFECO-UK,Model 300 EDJ-8 | 300 EDJ-8 | 12993.4389 | 47750.888
LIFECO-UK | LF-PMPSTDHES029 | 090008200004 | LIFECO-UK Fire Pump Set, Electrical Motor and Diesel Engine Driven, Horizontal End Suction Type, Capacity 300 GPM @ 9 Bar with Jockey Pump, Common Controller DOL Starter and Standard Accessories, Excel Series, Standard Approved, LIFECO-UK,Model 300 EDJ-9 | 300 EDJ-9 | 12993.4389 | 47750.888
LIFECO-UK | LF-PMPSTDHES030 | 102002200072 | LIFECO-UK Fire Pump Set, Electrical Motor and Diesel Engine Driven, Horizontal End Suction Type, Capacity 300 GPM @ 10 Bar with Jockey Pump, Common Controller DOL Starter and Standard Accessories, Excel Series, Standard Approved, LIFECO-UK,Model 300 EDJ-10 | 300 EDJ-10 | 15569.2308 | 57216.9231
350 GPM Models
LIFECO-UK | LF-PMPSTDHES031 | 235003200029 | LIFECO-UK Fire Pump Set, Electrical Motor and Diesel Engine Driven, Horizontal End Suction Type, Capacity 350 GPM @ 6 Bar with Jockey Pump, Common Controller DOL Starter and Standard Accessories, Excel Series, Standard Approved, LIFECO-UK,Model 350 EDJ-6 | 350 EDJ-6 | 12219.5566 | 44906.8704
LIFECO-UK | LF-PMPSTDHES032 | 047017200119 | LIFECO-UK Fire Pump Set, Electrical Motor and Diesel Engine Driven, Horizontal End Suction Type, Capacity 350 GPM @ 7 Bar with Jockey Pump, Common Controller DOL Starter and Standard Accessories, Excel Series, Standard Approved, LIFECO-UK,Model 350 EDJ-7 | 350 EDJ-7 | 12928.5671 | 47512.4842
LIFECO-UK | LF-PMPSTDHES033 | 047017200178 | LIFECO-UK Fire Pump Set, Electrical Motor and Diesel Engine Driven, Horizontal End Suction Type, Capacity 350 GPM @ 8 Bar with Jockey Pump, Common Controller DOL Starter and Standard Accessories, Excel Series, Standard Approved, LIFECO-UK,Model 350 EDJ-8 | 350 EDJ-8 | 12993.4389 | 47750.888
LIFECO-UK | LF-PMPSTDHES034 | 235003200019 | LIFECO-UK Fire Pump Set, Electrical Motor and Diesel Engine Driven, Horizontal End Suction Type, Capacity 350 GPM @ 9 Bar with Jockey Pump, Common Controller DOL Starter and Standard Accessories, Excel Series, Standard Approved, LIFECO-UK,Model 350 EDJ-9 | 350 EDJ-9 | 15042.6244 | 55281.6448
LIFECO-UK | LF-PMPSTDHES035 | 126064200072 | LIFECO-UK Fire Pump Set, Electrical Motor and Diesel Engine Driven, Horizontal End Suction Type, Capacity 350 GPM @ 10 Bar with Jockey Pump, Common Controller DOL Starter and Standard Accessories, Excel Series, Standard Approved, LIFECO-UK,Model 350 EDJ-10 | 350 EDJ-10 | 17168.1297 | 63092.8767
400 GPM Models
LIFECO-UK | LF-PMPSTDHES036 | 235003200022 | LIFECO-UK Fire Pump Set, Electrical Motor and Diesel Engine Driven, Horizontal End Suction Type, Capacity 400 GPM @ 6 Bar with Jockey Pump, Common Controller DOL Starter and Standard Accessories, Excel Series, Standard Approved, LIFECO-UK,Model 400 EDJ-6 | 400 EDJ-6 | 14455.7255 | 53124.7912
LIFECO-UK | LF-PMPSTDHES037 | 047017900034 | LIFECO-UK Fire Pump Set, Electrical Motor and Diesel Engine Driven, Horizontal End Suction Type, Capacity 400 GPM @ 7 Bar with Jockey Pump, Common Controller DOL Starter and Standard Accessories, Excel Series, Standard Approved, LIFECO-UK,Model 400 EDJ-7 | 400 EDJ-7 | 15344.8507 | 56392.3262
LIFECO-UK | LF-PMPSTDHES038 | 047017200122 | LIFECO-UK Fire Pump Set, Electrical Motor and Diesel Engine Driven, Horizontal End Suction Type, Capacity 400 GPM @ 8 Bar with Jockey Pump, Common Controller DOL Starter and Standard Accessories, Excel Series, Standard Approved, LIFECO-UK,Model 400 EDJ-8 | 400 EDJ-8 | 15740.9502 | 57847.9921
LIFECO-UK | LF-PMPSTDHES039 | 047013200002 | LIFECO-UK Fire Pump Set, Electrical Motor Driven, Horizontal End Suction Type, Capacity 400 GPM at 8Bar with Jockey Pump, Controller DOL and Standard Accessories, Excel Series, Standard Approved, LIFECO-UK, Model 400 EJ-8 | 400 EJ-8 | 9219.4268 | 33881.3937
LIFECO-UK | LF-PMPSTDHES040 | 102002200016 | LIFECO-UK Fire Pump Set, Electrical Motor and Diesel Engine Driven, Horizontal End Suction Type, Capacity 400 GPM @ 9 Bar with Jockey Pump, Common Controller DOL Starter and Standard Accessories, Excel Series, Standard Approved, LIFECO-UK,Model 400 EDJ-9 | 400 EDJ-9 | 15740.9502 | 57847.9921
LIFECO-UK | LF-PMPSTDHES041 | 047017200229 | LIFECO-UK Fire Pump Set, Electrical Motor and Diesel Engine Driven, Horizontal End Suction Type, Capacity 400 GPM @ 10 Bar with Jockey Pump, Common Controller DOL Starter and Standard Accessories, Excel Series, Standard Approved, LIFECO-UK,Model 400 EDJ-10 | 400 EDJ-10 | 19031.8582 | 69942.079
500 GPM Models
LIFECO-UK | LF-PMPSTDHES042 | 047017200030 | LIFECO-UK Fire Pump Set, Electrical Motor and Diesel Engine Driven, Horizontal End Suction Type, Capacity 500 GPM @ 6 Bar with Jockey Pump, Common Controller DOL Starter and Standard Accessories, Excel Series, Standard Approved, LIFECO-UK,Model 500 EDJ-6 | 500 EDJ-6 | 15431.8552 | 56712.0679
LIFECO-UK | LF-PMPSTDHES043 | 047019200014 | LIFECO-UK Fire Pump Set, Diesel Engine Driven, Horizontal End Suction Type, Capacity 500 GPM at 6 Bar with Jockey Pump, 100Liter Pressure Tank and Standard Accessories c/w DOL Controller Excel Series, Standard Approved, LIFECO-UK,Model 500 DJPT-6 | 500 DJPT-6 | 10677.1342 | 39238.4683
LIFECO-UK | LF-PMPSTDHES044 | 047017200182 | LIFECO-UK Fire Pump Set, Electrical Motor and Diesel Engine Driven, Horizontal End Suction Type, Capacity 500 GPM @ 7 Bar with Jockey Pump, Common Controller DOL Starter and Standard Accessories, Excel Series, Standard Approved, LIFECO-UK,Model 500 EDJ-7 | 500 EDJ-7 | 15431.8552 | 56712.0679
LIFECO-UK | LF-PMPSTDHES045 | 235005200002 | LIFECO-UK Fire Pump Set, Electrical Motor Driven, Horizontal End Suction Type, Capacity 500 GPM @ 7 Bar with Jockey Pump, Common Controller DOL Starter and Standard Accessories, Excel Series, Standard Approved, LIFECO-UK,Model 500 EJ-7 | 500 EJ-7 | 8967.5716 | 32955.8258
LIFECO-UK | LF-PMPSTDHES046 | 047017200158 | LIFECO-UK Fire Pump Set, Electrical Motor and Diesel Engine Driven, Horizontal End Suction Type, Capacity 500 GPM @ 8 Bar with Jockey Pump, Common Controller DOL Starter and Standard Accessories, Excel Series, Standard Approved, LIFECO-UK,Model 500 EDJ-8 | 500 EDJ-8 | 17137.6018 | 62980.6867
LIFECO-UK | LF-PMPSTDHES047 | 105006200026 | LIFECO-UK Fire Pump Set, Electrical Motor Driven, Horizontal End Suction Type, Capacity 500 GPM @ 8 Bar with Jockey Pump, Common Controller DOL Starter and Standard Accessories, Excel Series, Standard Approved, LIFECO-UK,Model 500 EJ-8 | 500 EJ-8 | 11166.1063 | 41035.4406
LIFECO-UK | LF-PMPSTDHES048 | 102013200006 | LIFECO-UK Fire Pump Set, Diesel Engine Driven, Horizontal End Suction Type, Capacity 500 GPM @ 8 Bar with Jockey Pump, Common Controller DOL Starter and Standard Accessories, Excel Series, Standard Approved, LIFECO-UK,Model 500 DJ-8 | 500 DJ-8 | 10829.7738 | 39799.4186
LIFECO-UK | LF-PMPSTDHES049 | 126064200073 | LIFECO-UK Fire Pump Set, Electrical Motor and Diesel Engine Driven, Horizontal End Suction Type, Capacity 500 GPM @ 9 Bar with Jockey Pump, Common Controller DOL Starter and Standard Accessories, Excel Series, Standard Approved, LIFECO-UK,Model 500 EDJ-9 | 500 EDJ-9 | 19303.8723 | 70941.7307
LIFECO-UK | LF-PMPSTDHES050 | 047017200123 | LIFECO-UK Fire Pump Set, Electrical Motor and Diesel Engine Driven, Horizontal End Suction Type, Capacity 500 GPM @ 10 Bar with Jockey Pump, Common Controller (Electric-Star Delta & Jockey-DOL Starter) and Standard Accessories, Excel Series, Standard Approved, LIFECO-UK,Model 500 EDJ-10 | 500 EDJ-10 | 22537.2247 | 82824.3009
LIFECO-UK | LF-PMPSTDHES051 | 047017200124 | LIFECO-UK Fire Pump Set, Electrical Motor and Diesel Engine Driven, Horizontal End Suction Type, Capacity 500 GPM @ 11 Bar with Jockey Pump, Common Controller (Electric-Star Delta & Jockey-DOL Starter) and Standard Accessories, Excel Series, Standard Approved, LIFECO-UK,Model 500 EDJ-11 | 500 EDJ-11 | 22736.4193 | 83556.341
LIFECO-UK | LF-PMPSTDHES052 | 047017200125 | LIFECO-UK Fire Pump Set, Electrical Motor and Diesel Engine Driven, Horizontal End Suction Type, Capacity 500 GPM @ 12 Bar with Jockey Pump, Common Controller (Electric-Star Delta & Jockey-DOL Starter) and Standard Accessories, Excel Series, Standard Approved, LIFECO-UK,Model 500 EDJ-12 | 500 EDJ-12 | 24693.2579 | 90747.7229
LIFECO-UK | LF-PMPSTDHES053 | 047017900017 | LIFECO-UK Fire Pump Set, Electrical Motor and Diesel Engine Driven, Horizontal End Suction Type, Capacity 500 GPM @ 13 Bar with Jockey Pump, Common Controller (Electric-Star Delta & Jockey-DOL Starter) and Standard Accessories, Excel Series, Standard Approved, LIFECO-UK,Model 500 EDJ-13 | 500 EDJ-13 | 27833.816 | 102289.2738
750 GPM Models
LIFECO-UK | LF-PMPSTDHES054 | 047017200135 | LIFECO-UK Fire Pump Set, Electrical Motor and Diesel Engine Driven, Horizontal End Suction Type, Capacity 750 GPM @ 7 Bar with Jockey Pump, Common Controller (Electric-Star Delta & Jockey-DOL Starter) and Standard Accessories, Excel Series, Standard Approved, LIFECO-UK,Model 750 EDJ-7 | 750 EDJ-7 | 21466.4152 | 78889.076
LIFECO-UK | LF-PMPSTDHES055 | 126064200074 | LIFECO-UK Fire Pump Set, Electrical Motor Driven, Horizontal End Suction Type, Capacity 750 GPM @ 7 Bar with Jockey Pump, Common Controller (Electric-Star Delta & Jockey-DOL Starter) and Standard Accessories, Excel Series, Standard Approved, LIFECO-UK,Model 750 EJ-7 | 750 EJ-7 | 12146.7536 | 44639.3195
LIFECO-UK | LF-PMPSTDHES056 | 047020200013 | LIFECO-UK Fire Pump Set, Diesel Engine Driven, Horizontal End Suction Type, Capacity 750 GPM @ 7 Bar with Jockey Pump, Common Controller DOL Starter and Standard Accessories, Excel Series, Standard Approved, LIFECO-UK,Model 750 DJ-7 | 750 DJ-7 | 12043.2579 | 44258.9729
LIFECO-UK | LF-PMPSTDHES057 | 047017200136 | LIFECO-UK Fire Pump Set, Electrical Motor and Diesel Engine Driven, Horizontal End Suction Type, Capacity 750 GPM @ 8 Bar with Jockey Pump, Common Controller (Electric-Star Delta & Jockey-DOL Starter) and Standard Accessories, Excel Series, Standard Approved, LIFECO-UK,Model 750 EDJ-8 | 750 EDJ-8 | 22084.2604 | 81159.6571
LIFECO-UK | LF-PMPSTDHES058 | 047020200014 | LIFECO-UK Fire Pump Set, Diesel Engine Driven, Horizontal End Suction Type, Capacity 750 GPM @ 8 Bar with Jockey Pump, Common Controller DOL Starter and Standard Accessories, Excel Series, Standard Approved, LIFECO-UK,Model 750 DJ-8 | 750 DJ-8 | 14553.2155 | 53483.0671
LIFECO-UK | LF-PMPSTDHES059 | 047017200137 | LIFECO-UK Fire Pump Set, Electrical Motor and Diesel Engine Driven, Horizontal End Suction Type, Capacity 750 GPM @ 9 Bar with Jockey Pump, Common Controller (Electric-Star Delta & Jockey-DOL Starter) and Standard Accessories, Excel Series, Standard Approved, LIFECO-UK,Model 750 EDJ-9 | 750 EDJ-9 | 22700.1923 | 83423.2067
LIFECO-UK | LF-PMPSTDHES060 | 047020200024 | LIFECO-UK Fire Pump Set, Diesel Engine Driven, Horizontal End Suction Type, Capacity 750 GPM at 9 Bar with Jockey Pump, Controller and Standard Accessories Excel Series, Standard Approved, LIFECO-UK, Model 750 DJ-9 | 750 DJ-9 | 15327.1698 | 56327.3492
LIFECO-UK | LF-PMPSTDHES061 | 047017200131 | LIFECO-UK Fire Pump Set, Electrical Motor and Diesel Engine Driven, Horizontal End Suction Type, Capacity 750 GPM @ 10 Bar with Jockey Pump, Common Controller (Electric-Star Delta & Jockey-DOL Starter) and Standard Accessories, Excel Series, Standard Approved, LIFECO-UK,Model 750 EDJ-10 | 750 EDJ-10 | 27772.7602 | 102064.8937
LIFECO-UK | LF-PMPSTDHES062 | 047020200025 | LIFECO-UK Fire Pump Set, Diesel Engine Driven, Horizontal End Suction Type, Capacity 750 GPM at 10 Bar with Jockey Pump with Controller and Standard Accessories Excel Series, Standard Approved, LIFECO-UK,Model 750 DJ-10 | 750 DJ-10 | 18171.7345 | 66781.1244
LIFECO-UK | LF-PMPSTDHES063 | 047013200022 | LIFECO-UK Fire Pump Set, Electrical Motor Driven, Horizontal End Suction Type, Capacity 750 GPM at 10 Bar with Jockey Pump, Controller Star Delta and Standard Accessories Excel Series, Standard Approved, LIFECO-UK,Model 750 EJ-10 | 750 EJ-10 | 14100.0754 | 51817.7771
LIFECO-UK | LF-PMPSTDHES064 | 102002200084 | LIFECO-UK Fire Pump Set, Electrical Motor and Diesel Engine Driven, Horizontal End Suction Type, Capacity 750 GPM @ 11 Bar with Jockey Pump, Common Controller (Electric-Star Delta & Jockey-DOL Starter) and Standard Accessories, Excel Series, Standard Approved, LIFECO-UK,Model 750 EDJ-11 | 750 EDJ-11 | 27772.7602 | 102064.8937
LIFECO-UK | LF-PMPSTDHES065 | 047017200132 | LIFECO-UK Fire Pump Set, Electrical Motor and Diesel Engine Driven, Horizontal End Suction Type, Capacity 750 GPM @ 12 Bar with Jockey Pump, Common Controller (Electric-Star Delta & Jockey-DOL Starter) and Standard Accessories, Excel Series, Standard Approved, LIFECO-UK,Model 750 EDJ-12 | 750 EDJ-12 | 31165.1735 | 114532.0124
LIFECO-UK | LF-PMPSTDHES066 | 047017900052 | LIFECO-UK Fire Pump Set, Electrical Motor and Diesel Engine Driven, Horizontal End Suction Type, Capacity 750 GPM @ 13 Bar with Jockey Pump, Common Controller (Electric-Star Delta & Jockey-DOL Starter) and Standard Accessories, Excel Series, Standard Approved, LIFECO-UK,Model 750 EDJ-13 | 750 EDJ-13 | 31165.1735 | 114532.0124
1000 GPM Models
LIFECO-UK | LF-PMPSTDHES067 | 047017200095 | LIFECO-UK Fire Pump Set, Electrical Motor and Diesel Engine Driven, Horizontal End Suction Type, Capacity 1000 GPM @ 7 Bar with Jockey Pump, Common Controller (Electric-Star Delta & Jockey-DOL Starter) and Standard Accessories, Excel Series, Standard Approved, LIFECO-UK,Model 1000 EDJ-7 | 1000 EDJ-7 | 24477.273 | 89953.9783
LIFECO-UK | LF-PMPSTDHES068 | 047017200096 | LIFECO-UK Fire Pump Set, Electrical Motor and Diesel Engine Driven, Horizontal End Suction Type, Capacity 1000 GPM @ 8 Bar with Jockey Pump, Common Controller (Electric-Star Delta & Jockey-DOL Starter) and Standard Accessories, Excel Series, Standard Approved, LIFECO-UK,Model 1000 EDJ-8 | 1000 EDJ-8 | 28085.6712 | 103214.8416
LIFECO-UK | LF-PMPSTDHES069 | 102002200011 | LIFECO-UK Fire Pump Set, Electrical Motor and Diesel Engine Driven, Horizontal End Suction Type, Capacity 1000 GPM @ 9 Bar with Jockey Pump, Common Controller (Electric-Star Delta & Jockey-DOL Starter) and Standard Accessories, Excel Series, Standard Approved, LIFECO-UK,Model 1000 EDJ-9 | 1000 EDJ-9 | 31091.1433 | 114259.9516
LIFECO-UK | LF-PMPSTDHES070 | 047017200090 | LIFECO-UK Fire Pump Set, Electrical Motor and Diesel Engine Driven, Horizontal End Suction Type, Capacity 1000 GPM @ 10 Bar with Jockey Pump, Common Controller (Electric-Star Delta & Jockey-DOL Starter) and Standard Accessories, Excel Series, Standard Approved, LIFECO-UK,Model 1000 EDJ-10 | 1000 EDJ-10 | 32397.7376 | 119061.6855
LIFECO-UK | LF-PMPSTDHES071 | 235003200059 | LIFECO-UK Fire Pump Set, Electrical Motor and Diesel Engine Driven, Horizontal End Suction Type, Capacity 1000 GPM @ 11 Bar with Jockey Pump, Common Controller (Electric-Star Delta & Jockey-DOL Starter) and Standard Accessories, Excel Series, Standard Approved, LIFECO-UK,Model 1000 EDJ-11 | 1000 EDJ-11 | 35980.9502 | 132229.9921
LIFECO-UK | LF-PMPSTDHES072 | 126064200075 | LIFECO-UK Fire Pump Set, Electrical Motor and Diesel Engine Driven, Horizontal End Suction Type, Capacity 1000 GPM @ 12 Bar with Jockey Pump, Common Controller (Electric-Star Delta & Jockey-DOL Starter) and Standard Accessories, Excel Series, Standard Approved, LIFECO-UK,Model 1000 EDJ-12 | 1000 EDJ-12 | 36032.8477 | 132420.7152
LIFECO-UK | LF-PMPSTDHES073 | 126064200076 | LIFECO-UK Fire Pump Set, Electrical Motor and Diesel Engine Driven, Horizontal End Suction Type, Capacity 1000 GPM @ 13 Bar with Jockey Pump, Common Controller (Electric-Star Delta & Jockey-DOL Starter) and Standard Accessories, Excel Series, Standard Approved, LIFECO-UK,Model 1000 EDJ-13 | 1000 EDJ-13 | 36881.5234 | 135539.5984
1250 GPM Models
LIFECO-UK | LF-PMPSTDHES074 | 047017200103 | LIFECO-UK Fire Pump Set, Electrical Motor and Diesel Engine Driven, Horizontal End Suction Type, Capacity 1250 GPM @ 7 Bar with Jockey Pump, Common Controller (Electric-Star Delta & Jockey-DOL Starter) and Standard Accessories, Excel Series, Standard Approved, LIFECO-UK,Model 1250 EDJ-7 | 1250 EDJ-7 | 28720.6516 | 105548.3946
LIFECO-UK | LF-PMPSTDHES075 | 235003200035 | LIFECO-UK Fire Pump Set, Electrical Motor and Diesel Engine Driven, Horizontal End Suction Type, Capacity 1250 GPM @ 8 Bar with Jockey Pump, Common Controller (Electric-Star Delta & Jockey-DOL Starter) and Standard Accessories, Excel Series, Standard Approved, LIFECO-UK,Model 1250 EDJ-8 | 1250 EDJ-8 | 32135.1976 | 118096.8511
LIFECO-UK | LF-PMPSTDHES076 | 047017200098 | LIFECO-UK Fire Pump Set, Electrical Motor and Diesel Engine Driven, Horizontal End Suction Type, Capacity 1250 GPM @ 9 Bar with Jockey Pump, Common Controller (Electric-Star Delta & Jockey-DOL Starter) and Standard Accessories, Excel Series, Standard Approved, LIFECO-UK,Model 1250 EDJ-9 | 1250 EDJ-9 | 37089.8763 | 136305.2955
LIFECO-UK | LF-PMPSTDHES077 | 235003200061 | LIFECO-UK Fire Pump Set, Electrical Motor and Diesel Engine Driven, Horizontal End Suction Type, Capacity 1250 GPM @ 10 Bar with Jockey Pump, Common Controller (Electric-Star Delta & Jockey-DOL Starter) and Standard Accessories, Excel Series, Standard Approved, LIFECO-UK,Model 1250 EDJ-10 | 1250 EDJ-10 | 48344.7511 | 177666.9604
LIFECO-UK | LF-PMPSTDHES078 | 102002200017 | LIFECO-UK Fire Pump Set, Electrical Motor and Diesel Engine Driven, Horizontal End Suction Type, Capacity 1250 GPM @ 11 Bar with Jockey Pump, Common Controller (Electric-Star Delta & Jockey-DOL Starter) and Standard Accessories, Excel Series, Standard Approved, LIFECO-UK,Model 1250 EDJ-11 | 1250 EDJ-11 | 48401.991 | 177877.3167
LIFECO-UK | LF-PMPSTDHES079 | 047017200099 | LIFECO-UK Fire Pump Set, Electrical Motor and Diesel Engine Driven, Horizontal End Suction Type, Capacity 1250 GPM @ 12 Bar with Jockey Pump, Common Controller (Electric-Star Delta & Jockey-DOL Starter) and Standard Accessories, Excel Series, Standard Approved, LIFECO-UK,Model 1250 EDJ-12 | 1250 EDJ-12 | 51274.0129 | 188431.9976
1500 GPM Models
LIFECO-UK | LF-PMPSTDHES080 | 235003200062 | LIFECO-UK Fire Pump Set, Electrical Motor and Diesel Engine Driven, Horizontal End Suction Type, Capacity 1500 GPM @ 7 Bar with Jockey Pump, Common Controller (Electric-Star Delta & Jockey-DOL Starter) and Standard Accessories, Excel Series, Standard Approved, LIFECO-UK,Model 1500 EDJ-7 | 1500 EDJ-7 | 37709.5928 | 138582.7534
LIFECO-UK | LF-PMPSTDHES081 | 235003200063 | LIFECO-UK Fire Pump Set, Electrical Motor and Diesel Engine Driven, Horizontal End Suction Type, Capacity 1500 GPM @ 8 Bar with Jockey Pump, Common Controller (Electric-Star Delta & Jockey-DOL Starter) and Standard Accessories, Excel Series, Standard Approved, LIFECO-UK,Model 1500 EDJ-8 | 1500 EDJ-8 | 41363.7828 | 152011.9018
LIFECO-UK | LF-PMPSTDHES082 | 235003200064 | LIFECO-UK Fire Pump Set, Electrical Motor and Diesel Engine Driven, Horizontal End Suction Type, Capacity 1500 GPM @ 9 Bar with Jockey Pump, Common Controller (Electric-Star Delta & Jockey-DOL Starter) and Standard Accessories, Excel Series, Standard Approved, LIFECO-UK,Model 1500 EDJ-9 | 1500 EDJ-9 | 43099.2941 | 158389.9059
LIFECO-UK | LF-PMPSTDHES083 | 235003200065 | LIFECO-UK Fire Pump Set, Electrical Motor and Diesel Engine Driven, Horizontal End Suction Type, Capacity 1500 GPM @ 10 Bar with Jockey Pump, Common Controller (Electric-Star Delta & Jockey-DOL Starter) and Standard Accessories, Excel Series, Standard Approved, LIFECO-UK,Model 1500 EDJ-10 | 1500 EDJ-10 | 54675.4751 | 200932.371
UL Electric Split Case 50Hz
Item of | LIFECO-UK Item Code | Supplier Item Code | Description |  | LIFECO-UK GP (USD) | LIFECO-UK GP (AED)
LIFECO-UK |  | 231007200579 | LIFECO-UK-UL Listed Split Case (GMS 150-28SM) Electric Motor Driven Skid Pump 150 GPM @ 6.96 Bar Coupled with UL Listed ODP Motor 2900 RPM. Suction and Discharge Pressure Gauges, Air Release Valve and Casing Relief Valve are included. | GMS 150-28SM | 10906.5705 | 40081.6466
LIFECO-UK |  | 231007200580 | LIFECO-UK-UL Listed Split Case (GMS 150-28SM) Electric Motor Driven Skid Pump 150 GPM @ 8 Bar Coupled with UL Listed ODP Motor. Suction and Discharge Pressure Gauges, Air Release Valve and Casing Relief Valve are included. | GMS 150-28SM | 11636.3782 | 42763.6899
LIFECO-UK |  | 231007200581 | LIFECO-UK-UL Listed Split Case (GMS 150-28SM) Electric Motor Driven Skid Pump 150 GPM @ 9 Bar Coupled with UL Listed ODP Motor. Suction and Discharge Pressure Gauges, Air Release Valve and Casing Relief Valve are included. | GMS 150-28SM | 11636.3782 | 42763.6899
LIFECO-UK |  | 231007200582 | LIFECO-UK-UL Listed Split Case (GMS 150-28SM) Electric Motor Driven Skid Pump 150 GPM @ 10 Bar Coupled with UL Listed ODP Motor. Suction and Discharge Pressure Gauges, Air Release Valve and Casing Relief Valve are included. | GMS 150-28SM | 12851.3635 | 47228.7607
LIFECO-UK |  | 231007200583 | LIFECO-UK-UL Listed Split Case (GMS 150-28SM) Electric Motor Driven Skid Pump 150 GPM @ 11 Bar Coupled with UL Listed ODP Motor. Suction and Discharge Pressure Gauges, Air Release Valve and Casing Relief Valve are included. | GMS 150-28SM | 13594.6955 | 49960.506
LIFECO-UK |  | 231007200584 | LIFECO-UK-UL Listed Split Case (GMS 150-35SM) Electric Motor Driven Skid Pump 150 GPM @ 12 Bar Coupled with UL Listed ODP Motor. Suction and Discharge Pressure Gauges, Air Release Valve and Casing Relief Valve are included. | GMS 150-35SM | 15082.6923 | 55428.8942
LIFECO-UK |  | 231007200585 | LIFECO-UK-UL Listed Split Case (GMS 150-35SM) Electric Motor Driven Skid Pump 150 GPM @ 13 Bar Coupled with UL Listed ODP Motor. Suction and Discharge Pressure Gauges, Air Release Valve and Casing Relief Valve are included. | GMS 150-35SM | 16055.7692 | 59004.9519
LIFECO-UK |  | 231007200586 | LIFECO-UK-UL Listed Split Case (GMS 150-35SM) Electric Motor Driven Skid Pump 150 GPM @ 14 Bar Coupled with UL Listed ODP Motor. Suction and Discharge Pressure Gauges, Air Release Valve and Casing Relief Valve are included. | GMS 150-35SM | 16217.9487 | 59600.9615
LIFECO-UK |  | 231007200587 | LIFECO-UK-UL Listed Split Case (GMS 150-40SM) Electric Motor Driven Skid Pump 150 GPM @ 15 Bar Coupled with UL Listed ODP Motor. Suction and Discharge Pressure Gauges, Air Release Valve and Casing Relief Valve are included. | GMS 150-40SM | 24245.8333 | 89103.4375
LIFECO-UK |  | 231007200588 | LIFECO-UK-UL Listed Split Case (GMS 150-40SM) Electric Motor Driven Skid Pump 150 GPM @ 16 Bar Coupled with UL Listed ODP Motor. Suction and Discharge Pressure Gauges, Air Release Valve and Casing Relief Valve are included. | GMS 150-40SM | 24245.8333 | 89103.4375
LIFECO-UK |  | 231007200589 | LIFECO-UK-UL Listed Split Case (GMS 150-40SM) Electric Motor Driven Skid Pump 150 GPM @ 17 Bar Coupled with UL Listed ODP Motor. Suction and Discharge Pressure Gauges, Air Release Valve and Casing Relief Valve are included. | GMS 150-40SM | 28057.0513 | 103109.6635
LIFECO-UK |  | 231007200590 | LIFECO-UK-UL Listed Split Case (GMS 150-40SM) Electric Motor Driven Skid Pump 150 GPM @ 18 Bar Coupled with UL Listed ODP Motor. Suction and Discharge Pressure Gauges, Air Release Valve and Casing Relief Valve are included. | GMS 150-40SM | 28057.0513 | 103109.6635
LIFECO-UK |  | 231007200591 | LIFECO-UK-UL Listed Split Case (GMS 150-40SM) Electric Motor Driven Skid Pump 150 GPM @ 19 Bar Coupled with UL Listed ODP Motor. Suction and Discharge Pressure Gauges, Air Release Valve and Casing Relief Valve are included. | GMS 150-40SM | 28057.0513 | 103109.6635
LIFECO-UK |  | 231007200592 | LIFECO-UK-UL Listed Split Case (GMS 150-40SM) Electric Motor Driven Skid Pump 150 GPM @ 19.93 Bar Coupled with UL Listed ODP Motor. Suction and Discharge Pressure Gauges, Air Release Valve and Casing Relief Valve are included. | GMS 150-40SM | 28178.2064 | 103554.9086
LIFECO-UK |  | 231007200593 | LIFECO-UK-UL Listed Split Case (GMS 200-28SM) Electric Motor Driven Skid Pump 200 GPM @ 6.96 Bar Coupled with UL Listed ODP Motor. Suction and Discharge Pressure Gauges, Air Release Valve and Casing Relief Valve are included. | GMS 200-28SM | 10906.5705 | 40081.6466
LIFECO-UK |  | 231007200594 | LIFECO-UK-UL Listed Split Case (GMS 200-28SM) Electric Motor Driven Skid Pump 200 GPM @ 8 Bar Coupled with UL Listed ODP Motor. Suction and Discharge Pressure Gauges, Air Release Valve and Casing Relief Valve are included. | GMS 200-28SM | 11636.3782 | 42763.6899
LIFECO-UK |  | 231007200595 | LIFECO-UK-UL Listed Split Case (GMS 200-28SM) Electric Motor Driven Skid Pump 200 GPM @ 9 Bar Coupled with UL Listed ODP Motor. Suction and Discharge Pressure Gauges, Air Release Valve and Casing Relief Valve are included. | GMS 200-28SM | 11636.3782 | 42763.6899
LIFECO-UK |  | 231007200596 | LIFECO-UK-UL Listed Split Case (GMS 200-28SM) Electric Motor Driven Skid Pump 200 GPM @ 10 Bar Coupled with UL Listed ODP Motor. Suction and Discharge Pressure Gauges, Air Release Valve and Casing Relief Valve are included. | GMS 200-28SM | 12851.3635 | 47228.7607
LIFECO-UK |  | 231007200597 | LIFECO-UK-UL Listed Split Case (GMS 200-28SM) Electric Motor Driven Skid Pump 200 GPM @ 11 Bar Coupled with UL Listed ODP Motor. Suction and Discharge Pressure Gauges, Air Release Valve and Casing Relief Valve are included. | GMS 200-28SM | 13608.0365 | 50009.5343
LIFECO-UK |  | 231007200598 | LIFECO-UK-UL Listed Split Case (GMS 200-35SM) Electric Motor Driven Skid Pump 200 GPM @ 12 Bar Coupled with UL Listed ODP Motor. Suction and Discharge Pressure Gauges, Air Release Valve and Casing Relief Valve are included. | GMS 200-35SM | 15082.6923 | 55428.8942
LIFECO-UK |  | 231007200599 | LIFECO-UK-UL Listed Split Case (GMS 200-35SM) Electric Motor Driven Skid Pump 200 GPM @ 13 Bar Coupled with UL Listed ODP Motor. Suction and Discharge Pressure Gauges, Air Release Valve and Casing Relief Valve are included. | GMS 200-35SM | 16055.7692 | 59004.9519
LIFECO-UK |  | 231007200600 | LIFECO-UK-UL Listed Split Case (GMS 200-35SM) Electric Motor Driven Skid Pump 200 GPM @ 14 Bar Coupled with UL Listed ODP Motor. Suction and Discharge Pressure Gauges, Air Release Valve and Casing Relief Valve are included. | GMS 200-35SM | 16217.9487 | 59600.9615
LIFECO-UK |  | 231007200601 | LIFECO-UK-UL Listed Split Case (GMS 200-40SM) Electric Motor Driven Skid Pump 200 GPM @ 15 Bar Coupled with UL Listed ODP Motor. Suction and Discharge Pressure Gauges, Air Release Valve and Casing Relief Valve are included. | GMS 200-40SM | 24245.8333 | 89103.4375
LIFECO-UK |  | 231007200602 | LIFECO-UK-UL Listed Split Case (GMS 200-40SM) Electric Motor Driven Skid Pump 200 GPM @ 16 Bar Coupled with UL Listed ODP Motor. Suction and Discharge Pressure Gauges, Air Release Valve and Casing Relief Valve are included. | GMS 200-40SM | 24245.8333 | 89103.4375
LIFECO-UK |  | 231007200603 | LIFECO-UK-UL Listed Split Case (GMS 200-40SM) Electric Motor Driven Skid Pump 200 GPM @ 17 Bar Coupled with UL Listed ODP Motor. Suction and Discharge Pressure Gauges, Air Release Valve and Casing Relief Valve are included. | GMS 200-40SM | 28057.0513 | 103109.6635
LIFECO-UK |  | 231007200604 | LIFECO-UK-UL Listed Split Case (GMS 200-40SM) Electric Motor Driven Skid Pump 200 GPM @ 18 Bar Coupled with UL Listed ODP Motor. Suction and Discharge Pressure Gauges, Air Release Valve and Casing Relief Valve are included. | GMS 200-40SM | 28057.0513 | 103109.6635
LIFECO-UK |  | 231007200605 | LIFECO-UK-UL Listed Split Case (GMS 200-40SM) Electric Motor Driven Skid Pump 200 GPM @ 19 Bar Coupled with UL Listed ODP Motor. Suction and Discharge Pressure Gauges, Air Release Valve and Casing Relief Valve are included. | GMS 200-40SM | 28057.0513 | 103109.6635
LIFECO-UK |  | 231007200606 | LIFECO-UK-UL Listed Split Case (GMS 200-40SM) Electric Motor Driven Skid Pump 200 GPM @ 19.93 Bar Coupled with UL Listed ODP Motor. Suction and Discharge Pressure Gauges, Air Release Valve and Casing Relief Valve are included. | GMS 200-40SM | 28178.2064 | 103554.9086
LIFECO-UK |  | 231007200607 | LIFECO-UK-UL Listed Split Case (GMS 250-28SM) Electric Motor Driven Skid Pump 250 GPM @ 6.96 Bar Coupled with UL Listed ODP Motor. Suction and Discharge Pressure Gauges, Air Release Valve and Casing Relief Valve are included. | GMS 250-28SM | 10906.5705 | 40081.6466
LIFECO-UK |  | 231007200608 | LIFECO-UK-UL Listed Split Case (GMS 250-28SM) Electric Motor Driven Skid Pump 250 GPM @ 8 Bar Coupled with UL Listed ODP Motor. Suction and Discharge Pressure Gauges, Air Release Valve and Casing Relief Valve are included. | GMS 250-28SM | 11636.3782 | 42763.6899
LIFECO-UK |  | 231007200609 | LIFECO-UK-UL Listed Split Case (GMS 250-28SM) Electric Motor Driven Skid Pump 250 GPM @ 9 Bar Coupled with UL Listed ODP Motor. Suction and Discharge Pressure Gauges, Air Release Valve and Casing Relief Valve are included. | GMS 250-28SM | 12851.3635 | 47228.7607
LIFECO-UK |  | 231007200610 | LIFECO-UK-UL Listed Split Case (GMS 250-28SM) Electric Motor Driven Skid Pump 250 GPM @ 10 Bar Coupled with UL Listed ODP Motor. Suction and Discharge Pressure Gauges, Air Release Valve and Casing Relief Valve are included. | GMS 250-28SM | 13594.6955 | 49960.506
LIFECO-UK |  | 231007200611 | LIFECO-UK-UL Listed Split Case (GMS 250-28SM) Electric Motor Driven Skid Pump 250 GPM @ 11 Bar Coupled with UL Listed ODP Motor. Suction and Discharge Pressure Gauges, Air Release Valve and Casing Relief Valve are included. | GMS 250-28SM | 13683.7038 | 50287.6116
LIFECO-UK |  | 231007200612 | LIFECO-UK-UL Listed Split Case (GMS 250-35SM) Electric Motor Driven Skid Pump 250 GPM @ 12 Bar Coupled with UL Listed ODP Motor. Suction and Discharge Pressure Gauges, Air Release Valve and Casing Relief Valve are included. | GMS 250-35SM | 16055.7692 | 59004.9519
LIFECO-UK |  | 231007200613 | LIFECO-UK-UL Listed Split Case (GMS 250-35SM) Electric Motor Driven Skid Pump 250 GPM @ 13 Bar Coupled with UL Listed ODP Motor. Suction and Discharge Pressure Gauges, Air Release Valve and Casing Relief Valve are included. | GMS 250-35SM | 16055.7692 | 59004.9519
LIFECO-UK |  | 231007200614 | LIFECO-UK-UL Listed Split Case (GMS 250-35SM) Electric Motor Driven Skid Pump 250 GPM @ 14 Bar Coupled with UL Listed ODP Motor. Suction and Discharge Pressure Gauges, Air Release Valve and Casing Relief Valve are included. | GMS 250-35SM | 16217.9487 | 59600.9615
LIFECO-UK |  | 231007200615 | LIFECO-UK-UL Listed Split Case (GMS 250-40SM) Electric Motor Driven Skid Pump 250 GPM @ 15 Bar Coupled with UL Listed ODP Motor. Suction and Discharge Pressure Gauges, Air Release Valve and Casing Relief Valve are included. | GMS 250-40SM | 24245.8333 | 89103.4375
LIFECO-UK |  | 231007200616 | LIFECO-UK-UL Listed Split Case (GMS 250-40SM) Electric Motor Driven Skid Pump 250 GPM @ 16 Bar Coupled with UL Listed ODP Motor. Suction and Discharge Pressure Gauges, Air Release Valve and Casing Relief Valve are included. | GMS 250-40SM | 28057.0513 | 103109.6635
LIFECO-UK |  | 231007200617 | LIFECO-UK-UL Listed Split Case (GMS 250-40SM) Electric Motor Driven Skid Pump 250 GPM @ 17 Bar Coupled with UL Listed ODP Motor. Suction and Discharge Pressure Gauges, Air Release Valve and Casing Relief Valve are included. | GMS 250-40SM | 28057.0513 | 103109.6635
LIFECO-UK |  | 231007200618 | LIFECO-UK-UL Listed Split Case (GMS 250-40SM) Electric Motor Driven Skid Pump 250 GPM @ 18 Bar Coupled with UL Listed ODP Motor. Suction and Discharge Pressure Gauges, Air Release Valve and Casing Relief Valve are included. | GMS 250-40SM | 28057.0513 | 103109.6635
LIFECO-UK |  | 231007200619 | LIFECO-UK-UL Listed Split Case (GMS 250-40SM) Electric Motor Driven Skid Pump 250 GPM @ 19 Bar Coupled with UL Listed ODP Motor. Suction and Discharge Pressure Gauges, Air Release Valve and Casing Relief Valve are included. | GMS 250-40SM | 28057.0513 | 103109.6635
LIFECO-UK |  | 231007200620 | LIFECO-UK-UL Listed Split Case (GMS 200-40SM) Electric Motor Driven Skid Pump 200 GPM @ 19.86 Bar Coupled with UL Listed ODP Motor. Suction and Discharge Pressure Gauges, Air Release Valve and Casing Relief Valve are included. | GMS 200-40SM | 29273.3974 | 107579.7356
LIFECO-UK |  | 231007200621 | LIFECO-UK-UL Listed Split Case (GMS 300-28SM) Electric Motor Driven Skid Pump 300 GPM @ 6.9 Bar Coupled with UL Listed ODP Motor. Suction and Discharge Pressure Gauges, Air Release Valve and Casing Relief Valve are included. | GMS 300-28SM | 11636.3782 | 42763.6899
LIFECO-UK |  | 231007200622 | LIFECO-UK-UL Listed Split Case (GMS 300-28SM) Electric Motor Driven Skid Pump 300 GPM @ 8 Bar Coupled with UL Listed ODP Motor. Suction and Discharge Pressure Gauges, Air Release Valve and Casing Relief Valve are included. | GMS 300-28SM | 11636.3782 | 42763.6899
LIFECO-UK |  | 231007200623 | LIFECO-UK-UL Listed Split Case (GMS 300-28SM) Electric Motor Driven Skid Pump 300 GPM @ 9 Bar Coupled with UL Listed ODP Motor. Suction and Discharge Pressure Gauges, Air Release Valve and Casing Relief Valve are included. | GMS 300-28SM | 13789.6381 | 50676.9199
LIFECO-UK |  | 231007200624 | LIFECO-UK-UL Listed Split Case (GMS 300-28SM) Electric Motor Driven Skid Pump 300 GPM @ 10 Bar Coupled with UL Listed ODP Motor. Suction and Discharge Pressure Gauges, Air Release Valve and Casing Relief Valve are included. | GMS 300-28SM | 13986.3731 | 51399.9211
LIFECO-UK |  | 231007200625 | LIFECO-UK-UL Listed Split Case (GMS 300-28SM) Electric Motor Driven Skid Pump 300 GPM @ 11 Bar Coupled with UL Listed ODP Motor. Suction and Discharge Pressure Gauges, Air Release Valve and Casing Relief Valve are included. | GMS 300-28SM | 15339.7821 | 56373.699
LIFECO-UK |  | 231007200626 | LIFECO-UK-UL Listed Split Case (GMS 300-35SM) Electric Motor Driven Skid Pump 300 GPM @ 12 Bar Coupled with UL Listed ODP Motor. Suction and Discharge Pressure Gauges, Air Release Valve and Casing Relief Valve are included. | GMS 300-35SM | 16399.1244 | 60266.782
LIFECO-UK |  | 231007200627 | LIFECO-UK-UL Listed Split Case (GMS 300-35SM) Electric Motor Driven Skid Pump 300 GPM @ 13 Bar Coupled with UL Listed ODP Motor. Suction and Discharge Pressure Gauges, Air Release Valve and Casing Relief Valve are included. | GMS 300-35SM | 17515.3846 | 64369.0385
LIFECO-UK |  | 231007200628 | LIFECO-UK-UL Listed Split Case (GMS 300-35SM) Electric Motor Driven Skid Pump 300 GPM @ 14 Bar Coupled with UL Listed ODP Motor. Suction and Discharge Pressure Gauges, Air Release Valve and Casing Relief Valve are included. | GMS 300-35SM | 17677.5641 | 64965.0481
LIFECO-UK |  | 231007200629 | LIFECO-UK-UL Listed Split Case (GMS 300-40SM) Electric Motor Driven Skid Pump 300 GPM @ 15 Bar Coupled with UL Listed ODP Motor. Suction and Discharge Pressure Gauges, Air Release Valve and Casing Relief Valve are included. | GMS 300-40SM | 24245.8333 | 89103.4375
LIFECO-UK |  | 231007200630 | LIFECO-UK-UL Listed Split Case (GMS 300-40SM) Electric Motor Driven Skid Pump 300 GPM @ 16 Bar Coupled with UL Listed ODP Motor. Suction and Discharge Pressure Gauges, Air Release Valve and Casing Relief Valve are included. | GMS 300-40SM | 28057.0513 | 103109.6635
LIFECO-UK |  | 231007200631 | LIFECO-UK-UL Listed Split Case (GMS 300-40SM) Electric Motor Driven Skid Pump 300 GPM @ 17 Bar Coupled with UL Listed ODP Motor. Suction and Discharge Pressure Gauges, Air Release Valve and Casing Relief Valve are included. | GMS 300-40SM | 28057.0513 | 103109.6635
LIFECO-UK |  | 231007200632 | LIFECO-UK-UL Listed Split Case (GMS 300-40SM) Electric Motor Driven Skid Pump 300 GPM @ 18 Bar Coupled with UL Listed ODP Motor. Suction and Discharge Pressure Gauges, Air Release Valve and Casing Relief Valve are included. | GMS 300-40SM | 28057.0513 | 103109.6635
LIFECO-UK |  | 231007200633 | LIFECO-UK-UL Listed Split Case (GMS 300-40SM) Electric Motor Driven Skid Pump 300 GPM @ 19 Bar Coupled with UL Listed ODP Motor. Suction and Discharge Pressure Gauges, Air Release Valve and Casing Relief Valve are included. | GMS 300-40SM | 28057.0513 | 103109.6635
LIFECO-UK |  | 231007200634 | LIFECO-UK-UL Listed Split Case (GMS 300-40SM) Electric Motor Driven Skid Pump 300 GPM @ 19.72 Bar Coupled with UL Listed ODP Motor. Suction and Discharge Pressure Gauges, Air Release Valve and Casing Relief Valve are included. | GMS 300-40SM | 29273.3974 | 107579.7356
LIFECO-UK |  | 231007200635 | LIFECO-UK-UL Listed Split Case (GMS 400-28SM) Electric Motor Driven Skid Pump 400 GPM @ 6.76 Bar Coupled with UL Listed ODP Motor. Suction and Discharge Pressure Gauges, Air Release Valve and Casing Relief Valve are included. | GMS 400-28SM | 11636.3782 | 42763.6899
LIFECO-UK |  | 231007200636 | LIFECO-UK-UL Listed Split Case (GMS 400-28SM) Electric Motor Driven Skid Pump 400 GPM @ 7 Bar Coupled with UL Listed ODP Motor. Suction and Discharge Pressure Gauges, Air Release Valve and Casing Relief Valve are included. | GMS 400-28SM | 12927.0308 | 47506.8381
LIFECO-UK |  | 231007200637 | LIFECO-UK-UL Listed Split Case (GMS 400-28SM) Electric Motor Driven Skid Pump 400 GPM @ 8 Bar Coupled with UL Listed ODP Motor. Suction and Discharge Pressure Gauges, Air Release Valve and Casing Relief Valve are included. | GMS 400-28SM | 13154.0327 | 48341.0701
LIFECO-UK |  | 231007200638 | LIFECO-UK-UL Listed Split Case (GMS 400-28SM) Electric Motor Driven Skid Pump 400 GPM @ 9 Bar Coupled with UL Listed ODP Motor. Suction and Discharge Pressure Gauges, Air Release Valve and Casing Relief Valve are included. | GMS 400-28SM | 13986.3731 | 51399.9211
LIFECO-UK |  | 231007200639 | LIFECO-UK-UL Listed Split Case (GMS 400-28SM) Electric Motor Driven Skid Pump 400 GPM @ 10 Bar Coupled with UL Listed ODP Motor. Suction and Discharge Pressure Gauges, Air Release Valve and Casing Relief Valve are included. | GMS 400-28SM | 15642.4513 | 57486.0085
LIFECO-UK |  | 231007200640 | LIFECO-UK-UL Listed Split Case (GMS 400-28SM) Electric Motor Driven Skid Pump 400 GPM @ 11 Bar Coupled with UL Listed ODP Motor. Suction and Discharge Pressure Gauges, Air Release Valve and Casing Relief Valve are included. | GMS 400-28SM | 15869.4532 | 58320.2405
LIFECO-UK |  | 231007200641 | LIFECO-UK-UL Listed Split Case (GMS 400-35SM) Electric Motor Driven Skid Pump 400 GPM @ 12 Bar Coupled with UL Listed ODP Motor. Suction and Discharge Pressure Gauges, Air Release Valve and Casing Relief Valve are included. | GMS 400-35SM | 17515.3846 | 64369.0385
LIFECO-UK |  | 231007200642 | LIFECO-UK-UL Listed Split Case (GMS 400-35SM) Electric Motor Driven Skid Pump 400 GPM @ 13 Bar Coupled with UL Listed ODP Motor. Suction and Discharge Pressure Gauges, Air Release Valve and Casing Relief Valve are included. | GMS 400-35SM | 17515.3846 | 64369.0385
LIFECO-UK |  | 231007200643 | LIFECO-UK-UL Listed Split Case (GMS 400-35SM) Electric Motor Driven Skid Pump 400 GPM @ 14 Bar Coupled with UL Listed ODP Motor. Suction and Discharge Pressure Gauges, Air Release Valve and Casing Relief Valve are included. | GMS 400-35SM | 17737.9795 | 65187.0746
LIFECO-UK |  | 231007200644 | LIFECO-UK-UL Listed Split Case (GMS 400-40SM) Electric Motor Driven Skid Pump 400 GPM @ 15 Bar Coupled with UL Listed ODP Motor. Suction and Discharge Pressure Gauges, Air Release Valve and Casing Relief Valve are included. | GMS 400-40SM | 24245.8333 | 89103.4375
LIFECO-UK |  | 231007200645 | LIFECO-UK-UL Listed Split Case (GMS 400-40SM) Electric Motor Driven Skid Pump 400 GPM @ 16 Bar Coupled with UL Listed ODP Motor. Suction and Discharge Pressure Gauges, Air Release Valve and Casing Relief Valve are included. | GMS 400-40SM | 28057.0513 | 103109.6635
LIFECO-UK |  | 231007200646 | LIFECO-UK-UL Listed Split Case (GMS 400-40SM) Electric Motor Driven Skid Pump 400 GPM @ 17 Bar Coupled with UL Listed ODP Motor. Suction and Discharge Pressure Gauges, Air Release Valve and Casing Relief Valve are included. | GMS 400-40SM | 28057.0513 | 103109.6635
LIFECO-UK |  | 231007200647 | LIFECO-UK-UL Listed Split Case (GMS 400-40SM) Electric Motor Driven Skid Pump 400 GPM @ 18 Bar Coupled with UL Listed ODP Motor. Suction and Discharge Pressure Gauges, Air Release Valve and Casing Relief Valve are included. | GMS 400-40SM | 28057.0513 | 103109.6635
LIFECO-UK |  | 231007200648 | LIFECO-UK-UL Listed Split Case (GMS 400-40SM) Electric Motor Driven Skid Pump 400 GPM @ 19 Bar Coupled with UL Listed ODP Motor. Suction and Discharge Pressure Gauges, Air Release Valve and Casing Relief Valve are included. | GMS 400-40SM | 29273.3974 | 107579.7356
LIFECO-UK |  | 231007200649 | LIFECO-UK-UL Listed Split Case (GMS 400-40SM) Electric Motor Driven Skid Pump 400 GPM @ 19.65 Bar Coupled with UL Listed ODP Motor. Suction and Discharge Pressure Gauges, Air Release Valve and Casing Relief Valve are included. | GMS 400-40SM | 29273.3974 | 107579.7356
LIFECO-UK |  | 231007200650 | LIFECO-UK-UL Listed Split Case (GMS 450-28SM) Electric Motor Driven Skid Pump 450 GPM @ 6.62 Bar Coupled with UL Listed ODP Motor. Suction and Discharge Pressure Gauges, Air Release Valve and Casing Relief Valve are included. | GMS 450-28SM | 12927.0308 | 47506.8381
LIFECO-UK |  | 231007200651 | LIFECO-UK-UL Listed Split Case (GMS 450-28SM) Electric Motor Driven Skid Pump 450 GPM @ 7 Bar Coupled with UL Listed ODP Motor. Suction and Discharge Pressure Gauges, Air Release Valve and Casing Relief Valve are included. | GMS 450-28SM | 13154.0327 | 48341.0701
LIFECO-UK |  | 231007200652 | LIFECO-UK-UL Listed Split Case (GMS 450-28SM) Electric Motor Driven Skid Pump 450 GPM @ 8 Bar Coupled with UL Listed ODP Motor. Suction and Discharge Pressure Gauges, Air Release Valve and Casing Relief Valve are included. | GMS 450-28SM | 13986.3731 | 51399.9211
LIFECO-UK |  | 231007200653 | LIFECO-UK-UL Listed Split Case (GMS 450-28SM) Electric Motor Driven Skid Pump 450 GPM @ 9 Bar Coupled with UL Listed ODP Motor. Suction and Discharge Pressure Gauges, Air Release Valve and Casing Relief Valve are included. | GMS 450-28SM | 14289.0423 | 52512.2305
LIFECO-UK |  | 231007200654 | LIFECO-UK-UL Listed Split Case (GMS 450-28SM) Electric Motor Driven Skid Pump 450 GPM @ 10 Bar Coupled with UL Listed ODP Motor. Suction and Discharge Pressure Gauges, Air Release Valve and Casing Relief Valve are included. | GMS 450-28SM | 15642.4513 | 57486.0085
LIFECO-UK |  | 231007200655 | LIFECO-UK-UL Listed Split Case (GMS 450-28SM) Electric Motor Driven Skid Pump 450 GPM @ 11 Bar Coupled with UL Listed ODP Motor. Suction and Discharge Pressure Gauges, Air Release Valve and Casing Relief Valve are included. | GMS 450-28SM | 15869.4532 | 58320.2405
LIFECO-UK |  | 231007200656 | LIFECO-UK-UL Listed Split Case (GMS 450-37SM-2G) Electric Motor Driven Skid Pump 450 GPM @ 15.17 Bar Coupled with UL Listed ODP Motor. Suction and Discharge Pressure Gauges, Air Release Valve and Casing Relief Valve are included. | GMS 450-37SM-2G | 22615.9295 | 83113.5409
LIFECO-UK |  | 231007200657 | LIFECO-UK-UL Listed Split Case (GMS 450-37SM-2G) Electric Motor Driven Skid Pump 450 GPM @ 16 Bar Coupled with UL Listed ODP Motor. Suction and Discharge Pressure Gauges, Air Release Valve and Casing Relief Valve are included. | GMS 450-37SM-2G | 22615.9295 | 83113.5409
LIFECO-UK |  | 231007200658 | LIFECO-UK-UL Listed Split Case (GMS 450-37SM-2G) Electric Motor Driven Skid Pump 450 GPM @ 17 Bar Coupled with UL Listed ODP Motor. Suction and Discharge Pressure Gauges, Air Release Valve and Casing Relief Valve are included. | GMS 450-37SM-2G | 27165.0641 | 99831.6106
LIFECO-UK |  | 231007200659 | LIFECO-UK-UL Listed Split Case (GMS 450-37SM-2G) Electric Motor Driven Skid Pump 450 GPM @ 18 Bar Coupled with UL Listed ODP Motor. Suction and Discharge Pressure Gauges, Air Release Valve and Casing Relief Valve are included. | GMS 450-37SM-2G | 27165.0641 | 99831.6106
LIFECO-UK |  | 231007200660 | LIFECO-UK-UL Listed Split Case (GMS 450-37SM-2G) Electric Motor Driven Skid Pump 450 GPM @ 19 Bar Coupled with UL Listed ODP Motor. Suction and Discharge Pressure Gauges, Air Release Valve and Casing Relief Valve are included. | GMS 450-37SM-2G | 27165.0641 | 99831.6106
LIFECO-UK |  | 231007200661 | LIFECO-UK-UL Listed Split Case (GMS 450-37SM-2G) Electric Motor Driven Skid Pump 450 GPM @ 20.2 Bar Coupled with UL Listed ODP Motor. Suction and Discharge Pressure Gauges, Air Release Valve and Casing Relief Valve are included. | GMS 450-37SM-2G | 28381.4103 | 104301.6827
LIFECO-UK |  | 231007200662 | LIFECO-UK-UL Listed Split Case (GMS 500-28SM) Electric Motor Driven Skid Pump 500 GPM @ 6.48 Bar Coupled with UL Listed ODP Motor. Suction and Discharge Pressure Gauges, Air Release Valve and Casing Relief Valve are included. | GMS 500-28SM | 15802.3885 | 58073.7776
LIFECO-UK |  | 231007200663 | LIFECO-UK-UL Listed Split Case (GMS 500-28SM) Electric Motor Driven Skid Pump 500 GPM @ 7 Bar Coupled with UL Listed ODP Motor. Suction and Discharge Pressure Gauges, Air Release Valve and Casing Relief Valve are included. | GMS 500-28SM | 16029.3904 | 58908.0097
LIFECO-UK |  | 231007200664 | LIFECO-UK-UL Listed Split Case (GMS 500-28SM) Electric Motor Driven Skid Pump 500 GPM @ 8 Bar Coupled with UL Listed ODP Motor. Suction and Discharge Pressure Gauges, Air Release Valve and Casing Relief Valve are included. | GMS 500-28SM | 16105.0577 | 59186.087
LIFECO-UK |  | 231007200665 | LIFECO-UK-UL Listed Split Case (GMS 500-28SM) Electric Motor Driven Skid Pump 500 GPM @ 9 Bar Coupled with UL Listed ODP Motor. Suction and Discharge Pressure Gauges, Air Release Valve and Casing Relief Valve are included. | GMS 500-28SM | 16550.459 | 60822.9367
LIFECO-UK |  | 231007200666 | LIFECO-UK-UL Listed Split Case (GMS 500-28SM) Electric Motor Driven Skid Pump 500 GPM @ 10 Bar Coupled with UL Listed ODP Motor. Suction and Discharge Pressure Gauges, Air Release Valve and Casing Relief Valve are included. | GMS 500-28SM | 17097.6394 | 62833.8247
LIFECO-UK |  | 231007200667 | LIFECO-UK-UL Listed Split Case (GMS 500-28SM) Electric Motor Driven Skid Pump 500 GPM @ 11 Bar Coupled with UL Listed ODP Motor. Suction and Discharge Pressure Gauges, Air Release Valve and Casing Relief Valve are included. | GMS 500-28SM | 17458.4667 | 64159.865
LIFECO-UK |  | 231007200668 | LIFECO-UK-UL Listed Split Case (GMS 500-31SM) Electric Motor Driven Skid Pump 500 GPM @ 12 Bar Coupled with UL Listed ODP Motor. Suction and Discharge Pressure Gauges, Air Release Valve and Casing Relief Valve are included. | GMS 500-31SM | 19553.9949 | 71860.9312
LIFECO-UK |  | 231007200669 | LIFECO-UK-UL Listed Split Case (GMS 500-37SM-2G) Electric Motor Driven Skid Pump 500 GPM @ 14.89 Bar Coupled with UL Listed ODP Motor. Suction and Discharge Pressure Gauges, Air Release Valve and Casing Relief Valve are included. | GMS 500-37SM-2G | 22615.9295 | 83113.5409
LIFECO-UK |  | 231007200670 | LIFECO-UK-UL Listed Split Case (GMS 500-37SM-2G) Electric Motor Driven Skid Pump 500 GPM @ 15 Bar Coupled with UL Listed ODP Motor. Suction and Discharge Pressure Gauges, Air Release Valve and Casing Relief Valve are included. | GMS 500-37SM-2G | 22615.9295 | 83113.5409
LIFECO-UK |  | 231007200671 | LIFECO-UK-UL Listed Split Case (GMS 500-37SM-2G) Electric Motor Driven Skid Pump 500 GPM @ 16 Bar Coupled with UL Listed ODP Motor. Suction and Discharge Pressure Gauges, Air Release Valve and Casing Relief Valve are included. | GMS 500-37SM-2G | 23164.4487 | 85129.349
LIFECO-UK |  | 231007200672 | LIFECO-UK-UL Listed Split Case (GMS 500-37SM-2G) Electric Motor Driven Skid Pump 500 GPM @ 17 Bar Coupled with UL Listed ODP Motor. Suction and Discharge Pressure Gauges, Air Release Valve and Casing Relief Valve are included. | GMS 500-37SM-2G | 27165.0641 | 99831.6106
LIFECO-UK |  | 231007200673 | LIFECO-UK-UL Listed Split Case (GMS 500-37SM-2G) Electric Motor Driven Skid Pump 500 GPM @ 18 Bar Coupled with UL Listed ODP Motor. Suction and Discharge Pressure Gauges, Air Release Valve and Casing Relief Valve are included. | GMS 500-37SM-2G | 27165.0641 | 99831.6106
LIFECO-UK |  | 231007200674 | LIFECO-UK-UL Listed Split Case (GMS 500-37SM-2G) Electric Motor Driven Skid Pump 500 GPM @ 19 Bar Coupled with UL Listed ODP Motor. Suction and Discharge Pressure Gauges, Air Release Valve and Casing Relief Valve are included. | GMS 500-37SM-2G | 27165.0641 | 99831.6106
LIFECO-UK |  | 231007200675 | LIFECO-UK-UL Listed Split Case (GMS 500-37SM-2G) Electric Motor Driven Skid Pump 500 GPM @ 20 Bar Coupled with UL Listed ODP Motor. Suction and Discharge Pressure Gauges, Air Release Valve and Casing Relief Valve are included. | GMS 500-37SM-2G | 27165.0641 | 99831.6106
LIFECO-UK |  | 231007200676 | LIFECO-UK-UL Listed Split Case (GMS 500-37SM-2G) Electric Motor Driven Skid Pump 500 GPM @ 20.41 Bar Coupled with UL Listed ODP Motor. Suction and Discharge Pressure Gauges, Air Release Valve and Casing Relief Valve are included. | GMS 500-37SM-2G | 28381.4103 | 104301.6827
LIFECO-UK |  | 231007200677 | LIFECO-UK-UL Listed Split Case (GMS 750-32SM) Electric Motor Driven Skid Pump 750 GPM @ 7.65 Bar Coupled with UL Listed ODP Motor. Suction and Discharge Pressure Gauges, Air Release Valve and Casing Relief Valve are included. | GMS 750-32SM | 16853.1282 | 61935.2462
LIFECO-UK |  | 231007200678 | LIFECO-UK-UL Listed Split Case (GMS 750-32SM) Electric Motor Driven Skid Pump 750 GPM @ 8 Bar Coupled with UL Listed ODP Motor. Suction and Discharge Pressure Gauges, Air Release Valve and Casing Relief Valve are included. | GMS 750-32SM | 17307.1321 | 63603.7103
LIFECO-UK |  | 231007200679 | LIFECO-UK-UL Listed Split Case (GMS 750-31SM) Electric Motor Driven Skid Pump 750 GPM @ 9.03 Bar Coupled with UL Listed ODP Motor. Suction and Discharge Pressure Gauges, Air Release Valve and Casing Relief Valve are included. | GMS 750-31SM | 17307.1321 | 63603.7103
LIFECO-UK |  | 231007200680 | LIFECO-UK-UL Listed Split Case (GMS 750-31SM) Electric Motor Driven Skid Pump 750 GPM @ 10 Bar Coupled with UL Listed ODP Motor. Suction and Discharge Pressure Gauges, Air Release Valve and Casing Relief Valve are included. | GMS 750-31SM | 18191.25 | 66852.8438
LIFECO-UK |  | 231007200681 | LIFECO-UK-UL Listed Split Case (GMS 750-31SM) Electric Motor Driven Skid Pump 750 GPM @ 11 Bar Coupled with UL Listed ODP Motor. Suction and Discharge Pressure Gauges, Air Release Valve and Casing Relief Valve are included. | GMS 750-31SM | 19265.7808 | 70801.7443
LIFECO-UK |  | 231007200682 | LIFECO-UK-UL Listed Split Case (GMS 750-31SM) Electric Motor Driven Skid Pump 750 GPM @ 12 Bar Coupled with UL Listed ODP Motor. Suction and Discharge Pressure Gauges, Air Release Valve and Casing Relief Valve are included. | GMS 750-31SM | 20249.4558 | 74416.75
LIFECO-UK |  | 231007200683 | LIFECO-UK-UL Listed Split Case (GMS 750-32SM) Electric Motor Driven Skid Pump 750 GPM @ 13 Bar Coupled with UL Listed ODP Motor. Suction and Discharge Pressure Gauges, Air Release Valve and Casing Relief Valve are included. | GMS 750-32SM | 23678.2051 | 87017.4038
LIFECO-UK |  | 231007200684 | LIFECO-UK-UL Listed Split Case (GMS 750-32SM) Electric Motor Driven Skid Pump 750 GPM @ 14 Bar Coupled with UL Listed ODP Motor. Suction and Discharge Pressure Gauges, Air Release Valve and Casing Relief Valve are included. | GMS 750-32SM | 23799.8397 | 87464.4111
LIFECO-UK |  | 231007200685 | LIFECO-UK-UL Listed Split Case (GMS 750-37SM-2G) Electric Motor Driven Skid Pump 750 GPM @ 15 Bar Coupled with UL Listed ODP Motor. Suction and Discharge Pressure Gauges, Air Release Valve and Casing Relief Valve are included. | GMS 750-37SM-2G | 27165.0641 | 99831.6106
LIFECO-UK |  | 231007200686 | LIFECO-UK-UL Listed Split Case (GMS 750-37SM-2G) Electric Motor Driven Skid Pump 750 GPM @ 16 Bar Coupled with UL Listed ODP Motor. Suction and Discharge Pressure Gauges, Air Release Valve and Casing Relief Valve are included. | GMS 750-37SM-2G | 27165.0641 | 99831.6106
LIFECO-UK |  | 231007200687 | LIFECO-UK-UL Listed Split Case (GMS 750-37SM-2G) Electric Motor Driven Skid Pump 750 GPM @ 17 Bar Coupled with UL Listed ODP Motor. Suction and Discharge Pressure Gauges, Air Release Valve and Casing Relief Valve are included. | GMS 750-37SM-2G | 27165.0641 | 99831.6106
LIFECO-UK |  | 231007200688 | LIFECO-UK-UL Listed Split Case (GMS 750-37SM-2G) Electric Motor Driven Skid Pump 750 GPM @ 18 Bar Coupled with UL Listed ODP Motor. Suction and Discharge Pressure Gauges, Air Release Valve and Casing Relief Valve are included. | GMS 750-37SM-2G | 28381.4103 | 104301.6827
LIFECO-UK |  | 231007200689 | LIFECO-UK-UL Listed Split Case (GMS 750-37SM-2G) Electric Motor Driven Skid Pump 750 GPM @ 19.03 Bar Coupled with UL Listed ODP Motor. Suction and Discharge Pressure Gauges, Air Release Valve and Casing Relief Valve are included. | GMS 750-37SM-2G | 28381.4103 | 104301.6827
LIFECO-UK |  | 231007200690 | LIFECO-UK-UL Listed Split Case (GMS 1000-30SM) Electric Motor Driven Skid Pump 1000 GPM @ 6.76 Bar Coupled with UL Listed ODP Motor. Suction and Discharge Pressure Gauges, Air Release Valve and Casing Relief Valve are included. | GMS 1000-30SM | 19096.6346 | 70180.1322
LIFECO-UK |  | 231007200691 | LIFECO-UK-UL Listed Split Case (GMS 1000-30SM) Electric Motor Driven Skid Pump 1000 GPM @ 7 Bar Coupled with UL Listed ODP Motor. Suction and Discharge Pressure Gauges, Air Release Valve and Casing Relief Valve are included. | GMS 1000-30SM | 19096.6346 | 70180.1322
LIFECO-UK |  | 231007200692 | LIFECO-UK-UL Listed Split Case (GMS 1000-30SM) Electric Motor Driven Skid Pump 1000 GPM @ 8 Bar Coupled with UL Listed ODP Motor. Suction and Discharge Pressure Gauges, Air Release Valve and Casing Relief Valve are included. | GMS 1000-30SM | 19137.1795 | 70329.1346
LIFECO-UK |  | 231007200693 | LIFECO-UK-UL Listed Split Case (GMS 1000-31SM) Electric Motor Driven Skid Pump 1000 GPM @ 9.24 Bar Coupled with UL Listed ODP Motor. Suction and Discharge Pressure Gauges, Air Release Valve and Casing Relief Valve are included. | GMS 1000-31SM | 19147.975 | 70368.8081
LIFECO-UK |  | 231007200694 | LIFECO-UK-UL Listed Split Case (GMS 1000-31SM) Electric Motor Driven Skid Pump 1000 GPM @ 10 Bar Coupled with UL Listed ODP Motor. Suction and Discharge Pressure Gauges, Air Release Valve and Casing Relief Valve are included. | GMS 1000-31SM | 19147.975 | 70368.8081
LIFECO-UK |  | 231007200695 | LIFECO-UK-UL Listed Split Case (GMS 1000-31SM) Electric Motor Driven Skid Pump 1000 GPM @ 11 Bar Coupled with UL Listed ODP Motor. Suction and Discharge Pressure Gauges, Air Release Valve and Casing Relief Valve are included. | GMS 1000-31SM | 20077.75 | 73785.7312
LIFECO-UK |  | 231007200696 | LIFECO-UK-UL Listed Split Case (GMS 1000-31SM) Electric Motor Driven Skid Pump 1000 GPM @ 12 Bar Coupled with UL Listed ODP Motor. Suction and Discharge Pressure Gauges, Air Release Valve and Casing Relief Valve are included. | GMS 1000-31SM | 22583.4936 | 82994.3389
LIFECO-UK |  | 231007200697 | LIFECO-UK-UL Listed Split Case (GMS 1000-36SM-2G) Electric Motor Driven Skid Pump 1000 GPM @ 13 Bar Coupled with UL Listed ODP Motor. Suction and Discharge Pressure Gauges, Air Release Valve and Casing Relief Valve are included. | GMS 1000-36SM-2G | 27106.1166 | 99614.9786
LIFECO-UK |  | 231007200698 | LIFECO-UK-UL Listed Split Case (GMS 1000-40SM) Electric Motor Driven Skid Pump 1000 GPM @ 14 Bar Coupled with UL Listed ODP Motor. Suction and Discharge Pressure Gauges, Air Release Valve and Casing Relief Valve are included. | GMS 1000-40SM | 29273.3974 | 107579.7356
LIFECO-UK |  | 231007200699 | LIFECO-UK-UL Listed Split Case (GMS 1000-36SM-2G) Electric Motor Driven Skid Pump 1000 GPM @ 15 Bar Coupled with UL Listed ODP Motor. Suction and Discharge Pressure Gauges, Air Release Valve and Casing Relief Valve are included. | GMS 1000-36SM-2G | 29273.3974 | 107579.7356
LIFECO-UK |  | 231007200700 | LIFECO-UK-UL Listed Split Case (GMS 1000-36SM-2G) Electric Motor Driven Skid Pump 1000 GPM @ 16 Bar Coupled with UL Listed ODP Motor. Suction and Discharge Pressure Gauges, Air Release Valve and Casing Relief Valve are included. | GMS 1000-36SM-2G | 30049.25 | 110430.9937
LIFECO-UK |  | 231007200701 | LIFECO-UK-UL Listed Split Case (GMS 1000-36SM-2G) Electric Motor Driven Skid Pump 1000 GPM @ 17 Bar Coupled with UL Listed ODP Motor. Suction and Discharge Pressure Gauges, Air Release Valve and Casing Relief Valve are included. | GMS 1000-36SM-2G | 30318.75 | 111421.4062
LIFECO-UK |  | 231007200702 | LIFECO-UK-UL Listed Split Case (GMS 1000-40SM) Electric Motor Driven Skid Pump 1000 GPM @ 18 Bar Coupled with UL Listed ODP Motor. Suction and Discharge Pressure Gauges, Air Release Valve and Casing Relief Valve are included. | GMS 1000-40SM | 32354.8077 | 118903.9183
LIFECO-UK |  | 231007200703 | LIFECO-UK-UL Listed Split Case (GMS 1000-40SM) Electric Motor Driven Skid Pump 1000 GPM @ 18.75 Bar Coupled with UL Listed ODP Motor. Suction and Discharge Pressure Gauges, Air Release Valve and Casing Relief Valve are included. | GMS 1000-40SM | 32724.1538 | 120261.2654
LIFECO-UK |  | 231008200129 | LIFECO-UK-UL Listed Split Case (GMS 1000-36SM-2G) Electric Motor Driven Skid Pump 1000 GPM @ 19 Bar Coupled with UL Listed ODP Motor. Suction and Discharge Pressure Gauges, Air Release Valve and Casing Relief Valve are included. | GMS 1000-36SM-2G | 42085.5769 | 154664.4952
LIFECO-UK |  | 231008200130 | LIFECO-UK-UL Listed Split Case (GMS 1000-36SM-2G) Electric Motor Driven Skid Pump 1000 GPM @ 20 Bar Coupled with UL Listed ODP Motor. Suction and Discharge Pressure Gauges, Air Release Valve and Casing Relief Valve are included. | GMS 1000-36SM-2G | 42085.5769 | 154664.4952
LIFECO-UK |  | 231007200704 | LIFECO-UK-UL Listed Split Case (GMS 1250-30SM) Electric Motor Driven Skid Pump 1250 GPM @ 6.48 Bar Coupled with UL Listed ODP Motor. Suction and Discharge Pressure Gauges, Air Release Valve and Casing Relief Valve are included. | GMS 1250-30SM | 19299.359 | 70925.1442
LIFECO-UK |  | 231007200705 | LIFECO-UK-UL Listed Split Case (GMS 1250-30SM) Electric Motor Driven Skid Pump 1250 GPM @ 7 Bar Coupled with UL Listed ODP Motor. Suction and Discharge Pressure Gauges, Air Release Valve and Casing Relief Valve are included. | GMS 1250-30SM | 19478.3276 | 71582.8538
LIFECO-UK |  | 231007200706 | LIFECO-UK-UL Listed Split Case (GMS 1250-30SM) Electric Motor Driven Skid Pump 1250 GPM @ 8 Bar Coupled with UL Listed ODP Motor. Suction and Discharge Pressure Gauges, Air Release Valve and Casing Relief Valve are included. | GMS 1250-30SM | 21123.8782 | 77630.2524
LIFECO-UK |  | 231007200707 | LIFECO-UK-UL Listed Split Case (GMS 1250-29SM) Electric Motor Driven Skid Pump 1250 GPM @ 9.45 Bar Coupled with UL Listed ODP Motor. Suction and Discharge Pressure Gauges, Air Release Valve and Casing Relief Valve are included. | GMS 1250-29SM | 24367.4679 | 89550.4447
LIFECO-UK |  | 231007200708 | LIFECO-UK-UL Listed Split Case (GMS 1250-29SM) Electric Motor Driven Skid Pump 1250 GPM @ 10 Bar Coupled with UL Listed ODP Motor. Suction and Discharge Pressure Gauges, Air Release Valve and Casing Relief Valve are included. | GMS 1250-29SM | 24367.4679 | 89550.4447
LIFECO-UK |  | 231007200709 | LIFECO-UK-UL Listed Split Case (GMS 1250-29SM) Electric Motor Driven Skid Pump 1250 GPM @ 11 Bar Coupled with UL Listed ODP Motor. Suction and Discharge Pressure Gauges, Air Release Valve and Casing Relief Valve are included. | GMS 1250-29SM | 24367.4679 | 89550.4447
LIFECO-UK |  | 231007200710 | LIFECO-UK-UL Listed Split Case (GMS 1250-29SM) Electric Motor Driven Skid Pump 1250 GPM @ 12.21 Bar Coupled with UL Listed ODP Motor. Suction and Discharge Pressure Gauges, Air Release Valve and Casing Relief Valve are included. | GMS 1250-29SM | 25543.2692 | 93871.5144
LIFECO-UK |  | 231007200711 | LIFECO-UK-UL Listed Split Case (GMS 1250-36SM-2G) Electric Motor Driven Skid Pump 1250 GPM @ 13 Bar Coupled with UL Listed ODP Motor. Suction and Discharge Pressure Gauges, Air Release Valve and Casing Relief Valve are included. | GMS 1250-36SM-2G | 27286.6987 | 100278.6178
LIFECO-UK |  | 231007200712 | LIFECO-UK-UL Listed Split Case (GMS 1250-36SM-2G) Electric Motor Driven Skid Pump 1250 GPM @ 14 Bar Coupled with UL Listed ODP Motor. Suction and Discharge Pressure Gauges, Air Release Valve and Casing Relief Valve are included. | GMS 1250-36SM-2G | 27408.3333 | 100725.625
LIFECO-UK |  | 231007200713 | LIFECO-UK-UL Listed Split Case (GMS 1250-36SM-2G) Electric Motor Driven Skid Pump 1250 GPM @ 15 Bar Coupled with UL Listed ODP Motor. Suction and Discharge Pressure Gauges, Air Release Valve and Casing Relief Valve are included. | GMS 1250-36SM-2G | 27408.3333 | 100725.625
LIFECO-UK |  | 231007200714 | LIFECO-UK-UL Listed Split Case (GMS 1250-36SM-2G) Electric Motor Driven Skid Pump 1250 GPM @ 16 Bar Coupled with UL Listed ODP Motor. Suction and Discharge Pressure Gauges, Air Release Valve and Casing Relief Valve are included. | GMS 1250-36SM-2G | 30008.825 | 110282.4319
LIFECO-UK |  | 231007200715 | LIFECO-UK-UL Listed Split Case (GMS 1250-36SM-2G) Electric Motor Driven Skid Pump 1250 GPM @ 17 Bar Coupled with UL Listed ODP Motor. Suction and Discharge Pressure Gauges, Air Release Valve and Casing Relief Valve are included. | GMS 1250-36SM-2G | 30049.25 | 110430.9937
LIFECO-UK |  | 231007200716 | LIFECO-UK-UL Listed Split Case (GMS 1250-36SM-2G) Electric Motor Driven Skid Pump 1250 GPM @ 18 Bar Coupled with UL Listed ODP Motor. Suction and Discharge Pressure Gauges, Air Release Valve and Casing Relief Valve are included. | GMS 1250-36SM-2G | 42085.5769 | 154664.4952
LIFECO-UK |  | 231007200717 | LIFECO-UK-UL Listed Split Case (GMS 1250-36SM-2G) Electric Motor Driven Skid Pump 1250 GPM @ 19 Bar Coupled with UL Listed ODP Motor. Suction and Discharge Pressure Gauges, Air Release Valve and Casing Relief Valve are included. | GMS 1250-36SM-2G | 42085.5769 | 154664.4952
LIFECO-UK |  | 231008200131 | LIFECO-UK-UL Listed Split Case (GMS 1250-36SM-2G) Electric Motor Driven Skid Pump 1250 GPM @ 19.37 Bar Coupled with UL Listed ODP Motor. Suction and Discharge Pressure Gauges, Air Release Valve and Casing Relief Valve are included. | GMS 1250-36SM-2G | 43747.9167 | 160773.5937
LIFECO-UK |  | 231007200718 | LIFECO-UK-UL Listed Split Case (GMS 1500-30SM) Electric Motor Driven Skid Pump 1500 GPM @ 6.07 Bar Coupled with UL Listed ODP Motor. Suction and Discharge Pressure Gauges, Air Release Valve and Casing Relief Valve are included. | GMS 1500-30SM | 19299.359 | 70925.1442
LIFECO-UK |  | 231007200719 | LIFECO-UK-UL Listed Split Case (GMS 1500-30SM) Electric Motor Driven Skid Pump 1500 GPM @ 7 Bar Coupled with UL Listed ODP Motor. Suction and Discharge Pressure Gauges, Air Release Valve and Casing Relief Valve are included. | GMS 1500-30SM | 22141.1385 | 81368.6838
LIFECO-UK |  | 231007200720 | LIFECO-UK-UL Listed Split Case (GMS 1500-30SM) Electric Motor Driven Skid Pump 1500 GPM @ 8 Bar Coupled with UL Listed ODP Motor. Suction and Discharge Pressure Gauges, Air Release Valve and Casing Relief Valve are included. | GMS 1500-30SM | 24935.0962 | 91636.4784
LIFECO-UK |  | 231007200721 | LIFECO-UK-UL Listed Split Case (GMS 1500-30SM) Electric Motor Driven Skid Pump 1500 GPM @ 9 Bar Coupled with UL Listed ODP Motor. Suction and Discharge Pressure Gauges, Air Release Valve and Casing Relief Valve are included. | GMS 1500-30SM | 24935.0962 | 91636.4784
LIFECO-UK |  | 231007200722 | LIFECO-UK-UL Listed Split Case (GMS 1500-30SM) Electric Motor Driven Skid Pump 1500 GPM @ 10 Bar Coupled with UL Listed ODP Motor. Suction and Discharge Pressure Gauges, Air Release Valve and Casing Relief Valve are included. | GMS 1500-30SM | 26110.8974 | 95957.5481
LIFECO-UK |  | 231007200723 | LIFECO-UK-UL Listed Split Case (GMS 1500-36SM) Electric Motor Driven Skid Pump 1500 GPM @ 11 Bar Coupled with UL Listed ODP Motor. Suction and Discharge Pressure Gauges, Air Release Valve and Casing Relief Valve are included. | GMS 1500-36SM | 26759.6154 | 98341.5865
LIFECO-UK |  | 231007200724 | LIFECO-UK-UL Listed Split Case (GMS 1500-36SM) Electric Motor Driven Skid Pump 1500 GPM @ 12 Bar Coupled with UL Listed ODP Motor. Suction and Discharge Pressure Gauges, Air Release Valve and Casing Relief Valve are included. | GMS 1500-36SM | 26759.6154 | 98341.5865
LIFECO-UK |  | 231007200725 | LIFECO-UK-UL Listed Split Case (GMS 1500-36SM) Electric Motor Driven Skid Pump 1500 GPM @ 13 Bar Coupled with UL Listed ODP Motor. Suction and Discharge Pressure Gauges, Air Release Valve and Casing Relief Valve are included. | GMS 1500-36SM | 30681.1365 | 112753.1768
LIFECO-UK |  | 231007200726 | LIFECO-UK-UL Listed Split Case (GMS 1500-36SM) Electric Motor Driven Skid Pump 1500 GPM @ 14 Bar Coupled with UL Listed ODP Motor. Suction and Discharge Pressure Gauges, Air Release Valve and Casing Relief Valve are included. | GMS 1500-36SM | 31135.1404 | 114421.6409
LIFECO-UK |  | 231007200727 | LIFECO-UK-UL Listed Split Case (GMS 1500-36SM) Electric Motor Driven Skid Pump 1500 GPM @ 15 Bar Coupled with UL Listed ODP Motor. Suction and Discharge Pressure Gauges, Air Release Valve and Casing Relief Valve are included. | GMS 1500-36SM | 41599.0385 | 152876.4663
LIFECO-UK |  | 231007200728 | LIFECO-UK-UL Listed Split Case (GMS 1500-36SM) Electric Motor Driven Skid Pump 1500 GPM @ 16 Bar Coupled with UL Listed ODP Motor. Suction and Discharge Pressure Gauges, Air Release Valve and Casing Relief Valve are included. | GMS 1500-36SM | 41599.0385 | 152876.4663
LIFECO-UK |  | 231008200132 | LIFECO-UK-UL Listed Split Case (GMS 1500-36SM) Electric Motor Driven Skid Pump 1500 GPM @ 17 Bar Coupled with UL Listed ODP Motor. Suction and Discharge Pressure Gauges, Air Release Valve and Casing Relief Valve are included. | GMS 1500-36SM | 41599.0385 | 152876.4663
LIFECO-UK |  | 231008200133 | LIFECO-UK-UL Listed Split Case (GMS 1500-36SM) Electric Motor Driven Skid Pump 1500 GPM @ 18 Bar Coupled with UL Listed ODP Motor. Suction and Discharge Pressure Gauges, Air Release Valve and Casing Relief Valve are included. | GMS 1500-36SM | 43261.3782 | 158985.5649
LIFECO-UK |  | 231008200134 | LIFECO-UK-UL Listed Split Case (GMS 1500-36SM) Electric Motor Driven Skid Pump 1500 GPM @ 18.96 Bar Coupled with UL Listed ODP Motor. Suction and Discharge Pressure Gauges, Air Release Valve and Casing Relief Valve are included. | GMS 1500-36SM | 43261.3782 | 158985.5649
LIFECO-UK |  | 231007200729 | LIFECO-UK-UL Listed Split Case (GMS 1500-61SL5-2G) Electric Motor Driven Skid Pump 1500 GPM @ 6.83 Bar Coupled with UL Listed ODP Motor. Suction and Discharge Pressure Gauges, Air Release Valve and Casing Relief Valve are included. | GMS 1500-61SL5-2G | 44518.2692 | 163604.6394
LIFECO-UK |  | 231007200730 | LIFECO-UK-UL Listed Split Case (GMS 1500-61SL5-2G) Electric Motor Driven Skid Pump 1500 GPM @ 7 Bar Coupled with UL Listed ODP Motor. Suction and Discharge Pressure Gauges, Air Release Valve and Casing Relief Valve are included. | GMS 1500-61SL5-2G | 44518.2692 | 163604.6394
LIFECO-UK |  | 231007200731 | LIFECO-UK-UL Listed Split Case (GMS 1500-61SL5-2G) Electric Motor Driven Skid Pump 1500 GPM @ 8 Bar Coupled with UL Listed ODP Motor. Suction and Discharge Pressure Gauges, Air Release Valve and Casing Relief Valve are included. | GMS 1500-61SL5-2G | 46748.2372 | 171799.7716
LIFECO-UK |  | 231007200732 | LIFECO-UK-UL Listed Split Case (GMS 1500-61SL5-2G) Electric Motor Driven Skid Pump 1500 GPM @ 9 Bar Coupled with UL Listed ODP Motor. Suction and Discharge Pressure Gauges, Air Release Valve and Casing Relief Valve are included. | GMS 1500-61SL5-2G | 57816.9872 | 212477.4279
LIFECO-UK |  | 231007200733 | LIFECO-UK-UL Listed Split Case (GMS 1500-61SL5-2G) Electric Motor Driven Skid Pump 1500 GPM @ 10 Bar Coupled with UL Listed ODP Motor. Suction and Discharge Pressure Gauges, Air Release Valve and Casing Relief Valve are included. | GMS 1500-61SL5-2G | 57816.9872 | 212477.4279
LIFECO-UK |  | 231007200734 | LIFECO-UK-UL Listed Split Case (GMS 1500-61SL5-2G) Electric Motor Driven Skid Pump 1500 GPM @ 11 Bar Coupled with UL Listed ODP Motor. Suction and Discharge Pressure Gauges, Air Release Valve and Casing Relief Valve are included. | GMS 1500-61SL5-2G | 61466.0256 | 225887.6442
LIFECO-UK |  | 231007200735 | LIFECO-UK-UL Listed Split Case (GMS 1500-61SL5-2G) Electric Motor Driven Skid Pump 1500 GPM @ 11.31 Bar Coupled with UL Listed ODP Motor. Suction and Discharge Pressure Gauges, Air Release Valve and Casing Relief Valve are included. | GMS 1500-61SL5-2G | 61466.0256 | 225887.6442
LIFECO-UK |  | 231007200736 | LIFECO-UK-UL Listed Split Case (GMS 2000-29SM-2G) Electric Motor Driven Skid Pump 2000 GPM @ 6.55 Bar Coupled with UL Listed ODP Motor. Suction and Discharge Pressure Gauges, Air Release Valve and Casing Relief Valve are included. | GMS 2000-29SM-2G | 25421.6346 | 93424.5072
LIFECO-UK |  | 231007200737 | LIFECO-UK-UL Listed Split Case (GMS 2000-29SM-2G) Electric Motor Driven Skid Pump 2000 GPM @ 7 Bar Coupled with UL Listed ODP Motor. Suction and Discharge Pressure Gauges, Air Release Valve and Casing Relief Valve are included. | GMS 2000-29SM-2G | 25421.6346 | 93424.5072
LIFECO-UK |  | 231007200738 | LIFECO-UK-UL Listed Split Case (GMS 2000-29SM-2G) Electric Motor Driven Skid Pump 2000 GPM @ 8 Bar Coupled with UL Listed ODP Motor. Suction and Discharge Pressure Gauges, Air Release Valve and Casing Relief Valve are included. | GMS 2000-29SM-2G | 28516.7737 | 104799.1434
LIFECO-UK |  | 231007200739 | LIFECO-UK-UL Listed Split Case (GMS 2000-29SM-2G) Electric Motor Driven Skid Pump 2000 GPM @ 9 Bar Coupled with UL Listed ODP Motor. Suction and Discharge Pressure Gauges, Air Release Valve and Casing Relief Valve are included. | GMS 2000-29SM-2G | 28819.4429 | 105911.4528
LIFECO-UK |  | 231007200740 | LIFECO-UK-UL Listed Split Case (GMS 2000-29SM-2G) Electric Motor Driven Skid Pump 2000 GPM @ 10 Bar Coupled with UL Listed ODP Motor. Suction and Discharge Pressure Gauges, Air Release Valve and Casing Relief Valve are included. | GMS 2000-29SM-2G | 31210.8077 | 114699.7183
LIFECO-UK |  | 231007200741 | LIFECO-UK-UL Listed Split Case (GMS 2000-29SM-2G) Electric Motor Driven Skid Pump 2000 GPM @ 10.2 Bar Coupled with UL Listed ODP Motor. Suction and Discharge Pressure Gauges, Air Release Valve and Casing Relief Valve are included. | GMS 2000-29SM-2G | 31210.8077 | 114699.7183
LIFECO-UK |  | 231007200743 | LIFECO-UK-UL Listed Split Case (GMS 2000-61SL5-2G) Electric Motor Driven Skid Pump 2000 GPM @ 6.48 Bar Coupled with UL Listed ODP Motor. Suction and Discharge Pressure Gauges, Air Release Valve and Casing Relief Valve are included. | GMS 2000-61SL5-2G | 46748.2372 | 171799.7716
LIFECO-UK |  | 231007200744 | LIFECO-UK-UL Listed Split Case (GMS 2000-61SL5-2G) Electric Motor Driven Skid Pump 2000 GPM @ 7 Bar Coupled with UL Listed ODP Motor. Suction and Discharge Pressure Gauges, Air Release Valve and Casing Relief Valve are included. | GMS 2000-61SL5-2G | 46748.2372 | 171799.7716
LIFECO-UK |  | 231007200745 | LIFECO-UK-UL Listed Split Case (GMS 2000-61SL5-2G) Electric Motor Driven Skid Pump 2000 GPM @ 8 Bar Coupled with UL Listed ODP Motor. Suction and Discharge Pressure Gauges, Air Release Valve and Casing Relief Valve are included. | GMS 2000-61SL5-2G | 46748.2372 | 171799.7716
LIFECO-UK |  | 231007200746 | LIFECO-UK-UL Listed Split Case (GMS 2000-61SL5-2G) Electric Motor Driven Skid Pump 2000 GPM @ 9 Bar Coupled with UL Listed ODP Motor. Suction and Discharge Pressure Gauges, Air Release Valve and Casing Relief Valve are included. | GMS 2000-61SL5-2G | 57816.9872 | 212477.4279
LIFECO-UK |  | 231007200747 | LIFECO-UK-UL Listed Split Case (GMS 2000-61SL5-2G) Electric Motor Driven Skid Pump 2000 GPM @ 10 Bar Coupled with UL Listed ODP Motor. Suction and Discharge Pressure Gauges, Air Release Valve and Casing Relief Valve are included. | GMS 2000-61SL5-2G | 61466.0256 | 225887.6442
LIFECO-UK |  | 231007200748 | LIFECO-UK-UL Listed Split Case (GMS 2000-61SL5-2G) Electric Motor Driven Skid Pump 2000 GPM @ 11 Bar Coupled with UL Listed ODP Motor. Suction and Discharge Pressure Gauges, Air Release Valve and Casing Relief Valve are included. | GMS 2000-61SL5-2G | 61466.0256 | 225887.6442
LIFECO-UK |  | 231007200749 | LIFECO-UK-UL Listed Split Case (GMS 2000-61SL5-2G) Electric Motor Driven Skid Pump 2000 GPM @ 11.45 Bar Coupled with UL Listed ODP Motor. Suction and Discharge Pressure Gauges, Air Release Valve and Casing Relief Valve are included. | GMS 2000-61SL5-2G | 69534.4551 | 255539.1226
LIFECO-UK |  | 231007200750 | LIFECO-UK-UL Listed Split Case (GMS 2500-29SM-2G) Electric Motor Driven Skid Pump 2500 GPM @ 6.13 Bar Coupled with UL Listed ODP Motor. Suction and Discharge Pressure Gauges, Air Release Valve and Casing Relief Valve are included. | GMS 2500-29SM-2G | 25421.6346 | 93424.5072
LIFECO-UK |  | 231007200751 | LIFECO-UK-UL Listed Split Case (GMS 2500-29SM-2G) Electric Motor Driven Skid Pump 2500 GPM @ 7 Bar Coupled with UL Listed ODP Motor. Suction and Discharge Pressure Gauges, Air Release Valve and Casing Relief Valve are included. | GMS 2500-29SM-2G | 25421.6346 | 93424.5072
LIFECO-UK |  | 231007200752 | LIFECO-UK-UL Listed Split Case (GMS 2500-29SM-2G) Electric Motor Driven Skid Pump 2500 GPM @ 8 Bar Coupled with UL Listed ODP Motor. Suction and Discharge Pressure Gauges, Air Release Valve and Casing Relief Valve are included. | GMS 2500-29SM-2G | 28516.7737 | 104799.1434
LIFECO-UK |  | 231007200753 | LIFECO-UK-UL Listed Split Case (GMS 2500-29SM-2G) Electric Motor Driven Skid Pump 2500 GPM @ 9 Bar Coupled with UL Listed ODP Motor. Suction and Discharge Pressure Gauges, Air Release Valve and Casing Relief Valve are included. | GMS 2500-29SM-2G | 31210.8077 | 114699.7183
LIFECO-UK |  | 231007200754 | LIFECO-UK-UL Listed Split Case (GMS 2500-29SM-2G) Electric Motor Driven Skid Pump 2500 GPM @ 9.5 Bar Coupled with UL Listed ODP Motor. Suction and Discharge Pressure Gauges, Air Release Valve and Casing Relief Valve are included. | GMS 2500-29SM-2G | 31210.8077 | 114699.7183
LIFECO-UK |  | 231007200756 | LIFECO-UK-UL Listed Split Case (GMS 2500-61SL5-2G) Electric Motor Driven Skid Pump 2500 GPM @ 6.14 Bar Coupled with UL Listed ODP Motor. Suction and Discharge Pressure Gauges, Air Release Valve and Casing Relief Valve are included. | GMS 2500-61SL5-2G | 46748.2372 | 171799.7716
LIFECO-UK |  | 231007200757 | LIFECO-UK-UL Listed Split Case (GMS 2500-61SL5-2G) Electric Motor Driven Skid Pump 2500 GPM @ 7 Bar Coupled with UL Listed ODP Motor. Suction and Discharge Pressure Gauges, Air Release Valve and Casing Relief Valve are included. | GMS 2500-61SL5-2G | 46748.2372 | 171799.7716
LIFECO-UK |  | 231007200758 | LIFECO-UK-UL Listed Split Case (GMS 2500-61SL5-2G) Electric Motor Driven Skid Pump 2500 GPM @ 8 Bar Coupled with UL Listed ODP Motor. Suction and Discharge Pressure Gauges, Air Release Valve and Casing Relief Valve are included. | GMS 2500-61SL5-2G | 57816.9872 | 212477.4279
LIFECO-UK |  | 231007200759 | LIFECO-UK-UL Listed Split Case (GMS 2500-61SL5-2G) Electric Motor Driven Skid Pump 2500 GPM @ 9 Bar Coupled with UL Listed ODP Motor. Suction and Discharge Pressure Gauges, Air Release Valve and Casing Relief Valve are included. | GMS 2500-61SL5-2G | 61466.0256 | 225887.6442
LIFECO-UK |  | 231007200760 | LIFECO-UK-UL Listed Split Case (GMS 2500-61SL5-2G) Electric Motor Driven Skid Pump 2500 GPM @ 10 Bar Coupled with UL Listed ODP Motor. Suction and Discharge Pressure Gauges, Air Release Valve and Casing Relief Valve are included. | GMS 2500-61SL5-2G | 69534.4551 | 255539.1226
LIFECO-UK |  | 231007200761 | LIFECO-UK-UL Listed Split Case (GMS 2500-61SL5-2G) Electric Motor Driven Skid Pump 2500 GPM @ 11.17 Bar Coupled with UL Listed ODP Motor. Suction and Discharge Pressure Gauges, Air Release Valve and Casing Relief Valve are included. | GMS 2500-61SL5-2G | 69534.4551 | 255539.1226
LIFECO-UK |  | 231007200762 | LIFECO-UK-UL Listed Split Case (GMS 3000-61SL5-2G) Electric Motor Driven Skid Pump 3000 GPM @ 7.17 Bar Coupled with UL Listed ODP Motor. Suction and Discharge Pressure Gauges, Air Release Valve and Casing Relief Valve are included. | GMS 3000-61SL5-2G | 57816.9872 | 212477.4279
LIFECO-UK |  | 231007200763 | LIFECO-UK-UL Listed Split Case (GMS 3000-61SL5-2G) Electric Motor Driven Skid Pump 3000 GPM @ 8 Bar Coupled with UL Listed ODP Motor. Suction and Discharge Pressure Gauges, Air Release Valve and Casing Relief Valve are included. | GMS 3000-61SL5-2G | 57816.9872 | 212477.4279
LIFECO-UK |  | 231007200764 | LIFECO-UK-UL Listed Split Case (GMS 3000-61SL5-2G) Electric Motor Driven Skid Pump 3000 GPM @ 9 Bar Coupled with UL Listed ODP Motor. Suction and Discharge Pressure Gauges, Air Release Valve and Casing Relief Valve are included. | GMS 3000-61SL5-2G | 61466.0256 | 225887.6442
LIFECO-UK |  | 231007200765 | LIFECO-UK-UL Listed Split Case (GMS 3000-61SL5-2G) Electric Motor Driven Skid Pump 3000 GPM @ 10 Bar Coupled with UL Listed ODP Motor. Suction and Discharge Pressure Gauges, Air Release Valve and Casing Relief Valve are included. | GMS 3000-61SL5-2G | 69534.4551 | 255539.1226
LIFECO-UK |  | 231007200766 | LIFECO-UK-UL Listed Split Case (GMS 3000-61SL5-2G) Electric Motor Driven Skid Pump 3000 GPM @ 10.82 Bar Coupled with UL Listed ODP Motor. Suction and Discharge Pressure Gauges, Air Release Valve and Casing Relief Valve are included. | GMS 3000-61SL5-2G | 80035.5769 | 294130.7452
LIFECO-UK |  | 231007200767 | LIFECO-UK-UL Listed Split Case (GMS 3500-61SL5-2G) Electric Motor Driven Skid Pump 3500 GPM @ 7.1 Bar Coupled with UL Listed ODP Motor. Suction and Discharge Pressure Gauges, Air Release Valve and Casing Relief Valve are included. | GMS 3500-61SL5-2G | 61466.0256 | 225887.6442
LIFECO-UK |  | 231007200768 | LIFECO-UK-UL Listed Split Case (GMS 3500-61SL5-2G) Electric Motor Driven Skid Pump 3500 GPM @ 8 Bar Coupled with UL Listed ODP Motor. Suction and Discharge Pressure Gauges, Air Release Valve and Casing Relief Valve are included. | GMS 3500-61SL5-2G | 61466.0256 | 225887.6442
LIFECO-UK |  | 231007200769 | LIFECO-UK-UL Listed Split Case (GMS 3500-61SL5-2G) Electric Motor Driven Skid Pump 3500 GPM @ 9 Bar Coupled with UL Listed ODP Motor. Suction and Discharge Pressure Gauges, Air Release Valve and Casing Relief Valve are included. | GMS 3500-61SL5-2G | 69534.4551 | 255539.1226
LIFECO-UK |  | 231007200770 | LIFECO-UK-UL Listed Split Case (GMS 3500-61SL5-2G) Electric Motor Driven Skid Pump 3500 GPM @ 10 Bar Coupled with UL Listed ODP Motor. Suction and Discharge Pressure Gauges, Air Release Valve and Casing Relief Valve are included. | GMS 3500-61SL5-2G | 80035.5769 | 294130.7452
LIFECO-UK |  | 231007200771 | LIFECO-UK-UL Listed Split Case (GMS 3500-61SL5-2G) Electric Motor Driven Skid Pump 3500 GPM @ 10.2 Bar Coupled with UL Listed ODP Motor. Suction and Discharge Pressure Gauges, Air Release Valve and Casing Relief Valve are included. | GMS 3500-61SL5-2G | 81657.3718 | 300090.8413
UL Diesel Split case
Item of | LIFECO-UK Item Code | Supplier Item Code | Description |  | LIFECO-UK GP (USD) | LIFECO-UK GP (AED)
LIFECO-UK |  | 231007200772 | LIFECO-UK-UL Listed Split Case (GMS 150-28SM) Engine Driven Skid Pump 150 GPM @ 6.96 Bar Coupled with UL Listed Stallion Engine. Suction and Discharge Pressure Gauges and Air Release Valve are included. | GMS 150-28SM | 20126.4744 | 73964.7933
LIFECO-UK |  | 231007200773 | LIFECO-UK-UL Listed Split Case (GMS 150-28SM) Engine Driven Skid Pump 150 GPM @ 8 Bar Coupled with UL Listed Stallion Engine. Suction and Discharge Pressure Gauges and Air Release Valve are included. | GMS 150-28SM | 20778.1856 | 76359.832
LIFECO-UK |  | 231007200774 | LIFECO-UK-UL Listed Split Case (GMS 150-28SM) Engine Driven Skid Pump 150 GPM @ 9 Bar Coupled with UL Listed Stallion Engine. Suction and Discharge Pressure Gauges and Air Release Valve are included. | GMS 150-28SM | 20853.8529 | 76637.9094
LIFECO-UK |  | 231007200775 | LIFECO-UK-UL Listed Split Case (GMS 150-28SM) Engine Driven Skid Pump 150 GPM @ 10 Bar Coupled with UL Listed Stallion Engine. Suction and Discharge Pressure Gauges and Air Release Valve are included. | GMS 150-28SM | 20929.5202 | 76915.9867
LIFECO-UK |  | 126064200078 | LIFECO-UK-UL Listed Split Case (GMS 150-28SM) Engine Driven Skid Pump 150 GPM @ 11 Bar Coupled with FM Listed Stallion Engine. Suction and Discharge Pressure Gauges and Air Release Valve are included. | GMS 150-28SM | 21232.1894 | 78028.2961
LIFECO-UK |  | 231007200777 | LIFECO-UK-UL Listed Split Case (GMS 150-35SM) Engine Driven Skid Pump 150 GPM @ 12 Bar Coupled with UL Listed Stallion Engine. Suction and Discharge Pressure Gauges and Air Release Valve are included. | GMS 150-35SM | 22442.8663 | 82477.5338
LIFECO-UK |  | 231007200778 | LIFECO-UK-UL Listed Split Case (GMS 150-35SM) Engine Driven Skid Pump 150 GPM @ 13 Bar Coupled with UL Listed Stallion Engine. Suction and Discharge Pressure Gauges and Air Release Valve are included. | GMS 150-35SM | 29840.5321 | 109663.9553
LIFECO-UK |  | 231007200779 | LIFECO-UK-UL Listed Split Case (GMS 150-35SM) Engine Driven Skid Pump 150 GPM @ 14 Bar Coupled with UL Listed Stallion Engine. Suction and Discharge Pressure Gauges and Air Release Valve are included. | GMS 150-35SM | 30143.2013 | 110776.2647
LIFECO-UK |  | 231007200780 | LIFECO-UK-UL Listed Split Case (GMS 150-40SM) Engine Driven Skid Pump 150 GPM @ 15 Bar Coupled with UL Listed Stallion Engine. Suction and Discharge Pressure Gauges and Air Release Valve are included. | GMS 150-40SM | 40707.0513 | 149598.4135
LIFECO-UK |  | 231007200781 | LIFECO-UK-UL Listed Split Case (GMS 150-40SM) Engine Driven Skid Pump 150 GPM @ 16 Bar Coupled with UL Listed Stallion Engine. Suction and Discharge Pressure Gauges and Air Release Valve are included. | GMS 150-40SM | 40707.0513 | 149598.4135
LIFECO-UK |  | 231007200782 | LIFECO-UK-UL Listed Split Case (GMS 150-40SM) Engine Driven Skid Pump 150 GPM @ 17 Bar Coupled with UL Listed Stallion Engine. Suction and Discharge Pressure Gauges and Air Release Valve are included. | GMS 150-40SM | 40707.0513 | 149598.4135
LIFECO-UK |  | 231007200783 | LIFECO-UK-UL Listed Split Case (GMS 150-40SM) Engine Driven Skid Pump 150 GPM @ 18 Bar Coupled with UL Listed Stallion Engine. Suction and Discharge Pressure Gauges and Air Release Valve are included. | GMS 150-40SM | 42085.5769 | 154664.4952
LIFECO-UK |  | 231007200784 | LIFECO-UK-UL Listed Split Case (GMS 150-40SM) Engine Driven Skid Pump 150 GPM @ 19 Bar Coupled with UL Listed tallion Engine. Suction and Discharge Pressure Gauges and Air Release Valve are included. | GMS 150-40SM | 42085.5769 | 154664.4952
LIFECO-UK |  | 231007200785 | LIFECO-UK-UL Listed Split Case (GMS 150-40SM) Engine Driven Skid Pump 150 GPM @ 19.93 Bar Coupled with UL Listed Stallion Engine. Suction and Discharge Pressure Gauges and Air Release Valve are included. | GMS 150-40SM | 42617.3141 | 156618.6293
LIFECO-UK |  | 231007200786 | LIFECO-UK-UL Listed Split Case (GMS 200-28SM) Engine Driven Skid Pump 200 GPM @ 6.96 Bar Coupled with UL Listed Stallion Engine. Suction and Discharge Pressure Gauges and Air Release Valve are included. | GMS 200-28SM | 20778.1856 | 76359.832
LIFECO-UK |  | 231007200787 | LIFECO-UK-UL Listed Split Case (GMS 200-28SM) Engine Driven Skid Pump 200 GPM @ 8 Bar Coupled with UL Listed Stallion Engine. Suction and Discharge Pressure Gauges and Air Release Valve are included. | GMS 200-28SM | 20853.8529 | 76637.9094
LIFECO-UK |  | 231007200788 | LIFECO-UK-UL Listed Split Case (GMS 200-28SM) Engine Driven Skid Pump 200 GPM @ 9 Bar Coupled with UL Listed Stallion Engine. Suction and Discharge Pressure Gauges and Air Release Valve are included. | GMS 200-28SM | 20929.5202 | 76915.9867
LIFECO-UK |  | 231007200789 | LIFECO-UK-UL Listed Split Case (GMS 200-28SM) Engine Driven Skid Pump 200 GPM @ 10 Bar Coupled with UL Listed Stallion Engine. Suction and Discharge Pressure Gauges and Air Release Valve are included. | GMS 200-28SM | 21005.1875 | 77194.0641
LIFECO-UK |  | 231007200790 | LIFECO-UK-UL Listed Split Case (GMS 200-28SM) Engine Driven Skid Pump 200 GPM @ 11 Bar Coupled with FM Listed Stallion Engine. Suction and Discharge Pressure Gauges and Air Release Valve are included. | GMS 200-28SM | 22140.1971 | 81365.2244
LIFECO-UK |  | 231007200791 | LIFECO-UK-UL Listed Split Case (GMS 200-35SM) Engine Driven Skid Pump 200 GPM @ 12 Bar Coupled with UL Listed Stallion Engine. Suction and Discharge Pressure Gauges and Air Release Valve are included. | GMS 200-35SM | 22442.8663 | 82477.5338
LIFECO-UK |  | 231007200792 | LIFECO-UK-UL Listed Split Case (GMS 200-35SM) Engine Driven Skid Pump 200 GPM @ 13 Bar Coupled with UL Listed Stallion Engine. Suction and Discharge Pressure Gauges and Air Release Valve are included. | GMS 200-35SM | 29840.5321 | 109663.9553
LIFECO-UK |  | 231007200793 | LIFECO-UK-UL Listed Split Case (GMS 200-35SM) Engine Driven Skid Pump 200 GPM @ 14 Bar Coupled with UL Listed Stallion Engine. Suction and Discharge Pressure Gauges and Air Release Valve are included. | GMS 200-35SM | 30143.2013 | 110776.2647
LIFECO-UK |  | 231007200794 | LIFECO-UK-UL Listed Split Case (GMS 200-40SM) Engine Driven Skid Pump 200 GPM @ 15 Bar Coupled with FM Listed Stallion Engine. Suction and Discharge Pressure Gauges and Air Release Valve are included. | GMS 200-40SM | 35783.6346 | 131504.8572
LIFECO-UK |  | 231007200795 | LIFECO-UK-UL Listed Split Case (GMS 200-40SM) Engine Driven Skid Pump 200 GPM @ 16 Bar Coupled with UL Listed Stallion Engine. Suction and Discharge Pressure Gauges and Air Release Valve are included. | GMS 200-40SM | 40707.0513 | 149598.4135
LIFECO-UK |  | 231007200796 | LIFECO-UK-UL Listed Split Case (GMS 200-40SM) Engine Driven Skid Pump 200 GPM @ 17 Bar Coupled with UL Listed Stallion Engine. Suction and Discharge Pressure Gauges and Air Release Valve are included. | GMS 200-40SM | 40707.0513 | 149598.4135
LIFECO-UK |  | 231007200797 | LIFECO-UK-UL Listed Split Case (GMS 200-40SM) Engine Driven Skid Pump 200 GPM @ 18 Bar Coupled with UL Listed Stallion Engine. Suction and Discharge Pressure Gauges and Air Release Valve are included. | GMS 200-40SM | 42085.5769 | 154664.4952
LIFECO-UK |  | 231007200798 | LIFECO-UK-UL Listed Split Case (GMS 200-40SM) Engine Driven Skid Pump 200 GPM @ 19 Bar Coupled with UL Listed Stallion Engine. Suction and Discharge Pressure Gauges and Air Release Valve are included. | GMS 200-40SM | 42085.5769 | 154664.4952
LIFECO-UK |  | 231007200799 | LIFECO-UK-UL Listed Split Case (GMS 200-40SM) Engine Driven Skid Pump 200 GPM @ 19.93 Bar Coupled with UL Listed Stallion Engine. Suction and Discharge Pressure Gauges and Air Release Valve are included. | GMS 200-40SM | 42617.3141 | 156618.6293
LIFECO-UK |  | 231007200800 | LIFECO-UK-UL Listed Split Case (GMS 250-28SM) Engine Driven Skid Pump 250 GPM @ 6.96 Bar Coupled with UL Listed Stallion Engine. Suction and Discharge Pressure Gauges and Air Release Valve are included. | GMS 250-28SM | 20853.8529 | 76637.9094
LIFECO-UK |  | 231007200801 | LIFECO-UK-UL Listed Split Case (GMS 250-28SM) Engine Driven Skid Pump 250 GPM @ 8 Bar Coupled with UL Listed Stallion Engine. Suction and Discharge Pressure Gauges and Air Release Valve are included. | GMS 250-28SM | 20929.5202 | 76915.9867
LIFECO-UK |  | 231007200802 | LIFECO-UK-UL Listed Split Case (GMS 250-28SM) Engine Driven Skid Pump 250 GPM @ 9 Bar Coupled with UL Listed Stallion Engine. Suction and Discharge Pressure Gauges and Air Release Valve are included. | GMS 250-28SM | 21005.1875 | 77194.0641
LIFECO-UK |  | 231007200803 | LIFECO-UK-UL Listed Split Case (GMS 250-28SM) Engine Driven Skid Pump 250 GPM @ 10 Bar Coupled with UL Listed Stallion Engine. Suction and Discharge Pressure Gauges and Air Release Valve are included. | GMS 250-28SM | 22140.1971 | 81365.2244
LIFECO-UK |  | 231007200804 | LIFECO-UK-UL Listed Split Case (GMS 250-28SM) Engine Driven Skid Pump 250 GPM @ 11 Bar Coupled with UL Listed Stallion Engine. Suction and Discharge Pressure Gauges and Air Release Valve are included. | GMS 250-28SM | 23110.5769 | 84931.3702
LIFECO-UK |  | 231007200805 | LIFECO-UK-UL Listed Split Case (GMS 250-35SM) Engine Driven Skid Pump 250 GPM @ 12 Bar Coupled with UL Listed Stallion Engine. Suction and Discharge Pressure Gauges and Air Release Valve are included. | GMS 250-35SM | 29840.5321 | 109663.9553
LIFECO-UK |  | 231007200806 | LIFECO-UK-UL Listed Split Case (GMS 250-35SM) Engine Driven Skid Pump 250 GPM @ 13 Bar Coupled with UL Listed Stallion Engine. Suction and Discharge Pressure Gauges and Air Release Valve are included. | GMS 250-35SM | 30143.2013 | 110776.2647
LIFECO-UK |  | 231007200807 | LIFECO-UK-UL Listed Split Case (GMS 250-35SM) Engine Driven Skid Pump 250 GPM @ 14 Bar Coupled with UL Listed Stallion Engine. Suction and Discharge Pressure Gauges and Air Release Valve are included. | GMS 250-35SM | 30370.2032 | 111610.4968
LIFECO-UK |  | 126064200079 | LIFECO-UK-UL Listed Split Case (GMS 250-40SM) Engine Driven Skid Pump 250 GPM @ 15 Bar Coupled with FM Listed Stallion Engine. Suction and Discharge Pressure Gauges and Air Release Valve are included. | GMS 250-40SM | 40707.0513 | 149598.4135
LIFECO-UK |  | 126064200080 | LIFECO-UK-UL Listed Split Case (GMS 250-40SM) Engine Driven Skid Pump 250 GPM @ 16 Bar Coupled with FM Listed Stallion Engine. Suction and Discharge Pressure Gauges and Air Release Valve are included. | GMS 250-40SM | 40707.0513 | 149598.4135
LIFECO-UK |  | 126064200081 | LIFECO-UK-UL Listed Split Case (GMS 250-40SM) Engine Driven Skid Pump 250 GPM @ 17 Bar Coupled with FM Listed Stallion Engine. Suction and Discharge Pressure Gauges and Air Release Valve are included. | GMS 250-40SM | 40707.0513 | 149598.4135
LIFECO-UK |  | 126064200082 | LIFECO-UK-UL Listed Split Case (GMS 250-40SM) Engine Driven Skid Pump 250 GPM @ 18 Bar Coupled with FM Listed Stallion Engine. Suction and Discharge Pressure Gauges and Air Release Valve are included. | GMS 250-40SM | 42085.5769 | 154664.4952
LIFECO-UK |  | 126064200083 | LIFECO-UK-UL Listed Split Case (GMS 250-40SM) Engine Driven Skid Pump 250 GPM @ 19 Bar Coupled with FM Listed Stallion Engine. Suction and Discharge Pressure Gauges and Air Release Valve are included. | GMS 250-40SM | 42617.3141 | 156618.6293
LIFECO-UK |  | 126064200084 | LIFECO-UK-UL Listed Split Case (GMS 250-40SM) Engine Driven Skid Pump 250 GPM @ 19.86 Bar Coupled with FM Listed Stallion Engine. Suction and Discharge Pressure Gauges and Air Release Valve are included. | GMS 250-40SM | 45410.2564 | 166882.6923
LIFECO-UK |  | 231007200814 | LIFECO-UK-UL Listed Split Case (GMS 300-28SM) Engine Driven Skid Pump 300 GPM @ 6.9 Bar Coupled with UL Listed Stallion Engine. Suction and Discharge Pressure Gauges and Air Release Valve are included. | GMS 300-28SM | 21005.1875 | 77194.0641
LIFECO-UK |  | 231007200815 | LIFECO-UK-UL Listed Split Case (GMS 300-28SM) Engine Driven Skid Pump 300 GPM @ 8 Bar Coupled with UL Listed Stallion Engine. Suction and Discharge Pressure Gauges and Air Release Valve are included. | GMS 300-28SM | 21232.1894 | 78028.2961
LIFECO-UK |  | 231007200816 | LIFECO-UK-UL Listed Split Case (GMS 300-28SM) Engine Driven Skid Pump 300 GPM @ 9 Bar Coupled with UL Listed Stallion Engine. Suction and Discharge Pressure Gauges and Air Release Valve are included. | GMS 300-28SM | 22140.1971 | 81365.2244
LIFECO-UK |  | 231007200817 | LIFECO-UK-UL Listed Split Case (GMS 300-28SM) Engine Driven Skid Pump 300 GPM @ 10 Bar Coupled with UL Listed Stallion Engine. Suction and Discharge Pressure Gauges and Air Release Valve are included. | GMS 300-28SM | 22442.8663 | 82477.5338
LIFECO-UK |  | 231007200818 | LIFECO-UK-UL Listed Split Case (GMS 300-28SM) Engine Driven Skid Pump 300 GPM @ 11 Bar Coupled with UL Listed Stallion Engine. Suction and Discharge Pressure Gauges and Air Release Valve are included. | GMS 300-28SM | 29840.5321 | 109663.9553
LIFECO-UK |  | 231007200819 | LIFECO-UK-UL Listed Split Case (GMS 300-35SM) Engine Driven Skid Pump 300 GPM @ 12 Bar Coupled with UL Listed Stallion Engine. Suction and Discharge Pressure Gauges and Air Release Valve are included. | GMS 300-35SM | 30143.2013 | 110776.2647
LIFECO-UK |  | 231007200820 | LIFECO-UK-UL Listed Split Case (GMS 300-35SM) Engine Driven Skid Pump 300 GPM @ 13 Bar Coupled with UL Listed Stallion Engine. Suction and Discharge Pressure Gauges and Air Release Valve are included. | GMS 300-35SM | 30445.8705 | 111888.5741
LIFECO-UK |  | 231007200821 | LIFECO-UK-UL Listed Split Case (GMS 300-35SM) Engine Driven Skid Pump 300 GPM @ 14 Bar Coupled with UL Listed Stallion Engine. Suction and Discharge Pressure Gauges and Air Release Valve are included. | GMS 300-35SM | 30748.5397 | 113000.8836
LIFECO-UK |  | 231007200822 | LIFECO-UK-UL Listed Split Case (GMS 300-40SM) Engine Driven Skid Pump 300 GPM @ 15 Bar Coupled with UL Listed Stallion Engine. Suction and Discharge Pressure Gauges and Air Release Valve are included. | GMS 300-40SM | 40707.0513 | 149598.4135
LIFECO-UK |  | 231007200823 | LIFECO-UK-UL Listed Split Case (GMS 300-40SM) Engine Driven Skid Pump 300 GPM @ 16 Bar Coupled with UL Listed Stallion Engine. Suction and Discharge Pressure Gauges and Air Release Valve are included. | GMS 300-40SM | 40707.0513 | 149598.4135
LIFECO-UK |  | 231007200824 | LIFECO-UK-UL Listed Split Case (GMS 300-40SM) Engine Driven Skid Pump 300 GPM @ 17 Bar Coupled with UL Listed Stallion Engine. Suction and Discharge Pressure Gauges and Air Release Valve are included. | GMS 300-40SM | 40707.0513 | 149598.4135
LIFECO-UK |  | 231007200825 | LIFECO-UK-UL Listed Split Case (GMS 300-40SM) Engine Driven Skid Pump 300 GPM @ 18 Bar Coupled with UL Listed Stallion Engine. Suction and Discharge Pressure Gauges and Air Release Valve are included. | GMS 300-40SM | 42085.5769 | 154664.4952
LIFECO-UK |  | 231007200826 | LIFECO-UK-UL Listed Split Case (GMS 300-40SM) Engine Driven Skid Pump 300 GPM @ 19 Bar Coupled with UL Listed Stallion Engine. Suction and Discharge Pressure Gauges and Air Release Valve are included. | GMS 300-40SM | 42617.3141 | 156618.6293
LIFECO-UK |  | 231007200827 | LIFECO-UK-UL Listed Split Case (GMS 300-40SM) Engine Driven Skid Pump 300 GPM @ 19.72 Bar Coupled with UL Listed Stallion Engine. Suction and Discharge Pressure Gauges and Air Release Valve are included. | GMS 300-40SM | 45410.2564 | 166882.6923
LIFECO-UK |  | 231007200828 | LIFECO-UK-UL Listed Split Case (GMS 400-28SM) Engine Driven Skid Pump 400 GPM @ 6.76 Bar Coupled with UL Listed Stallion Engine. Suction and Discharge Pressure Gauges and Air Release Valve are included. | GMS 400-28SM | 21686.1933 | 79696.7603
LIFECO-UK |  | 231007200829 | LIFECO-UK-UL Listed Split Case (GMS 400-28SM) Engine Driven Skid Pump 400 GPM @ 7 Bar Coupled with UL Listed Stallion Engine. Suction and Discharge Pressure Gauges and Air Release Valve are included. | GMS 400-28SM | 21913.1952 | 80530.9923
LIFECO-UK |  | 231007200830 | LIFECO-UK-UL Listed Split Case (GMS 400-28SM) Engine Driven Skid Pump 400 GPM @ 8 Bar Coupled with UL Listed Stallion Engine. Suction and Discharge Pressure Gauges and Air Release Valve are included. | GMS 400-28SM | 22745.5356 | 83589.8432
LIFECO-UK |  | 231007200831 | LIFECO-UK-UL Listed Split Case (GMS 400-28SM) Engine Driven Skid Pump 400 GPM @ 9 Bar Coupled with UL Listed Stallion Engine. Suction and Discharge Pressure Gauges and Air Release Valve are included. | GMS 400-28SM | 23048.2048 | 84702.1527
LIFECO-UK |  | 231007200832 | LIFECO-UK-UL Listed Split Case (GMS 400-28SM) Engine Driven Skid Pump 400 GPM @ 10 Bar Coupled with UL Listed Stallion Engine. Suction and Discharge Pressure Gauges and Air Release Valve are included. | GMS 400-28SM | 29840.5321 | 109663.9553
LIFECO-UK |  | 231007200833 | LIFECO-UK-UL Listed Split Case (GMS 400-28SM) Engine Driven Skid Pump 400 GPM @ 11 Bar Coupled with UL Listed Stallion Engine. Suction and Discharge Pressure Gauges and Air Release Valve are included. | GMS 400-28SM | 30143.2013 | 110776.2647
LIFECO-UK |  | 231007200834 | LIFECO-UK-UL Listed Split Case (GMS 400-35SM) Engine Driven Skid Pump 400 GPM @ 12 Bar Coupled with UL Listed Stallion Engine. Suction and Discharge Pressure Gauges and Air Release Valve are included. | GMS 400-35SM | 30445.8705 | 111888.5741
LIFECO-UK |  | 231007200835 | LIFECO-UK-UL Listed Split Case (GMS 400-35SM) Engine Driven Skid Pump 400 GPM @ 13 Bar Coupled with UL Listed Stallion Engine. Suction and Discharge Pressure Gauges and Air Release Valve are included. | GMS 400-35SM | 30748.5397 | 113000.8836
LIFECO-UK |  | 231007200836 | LIFECO-UK-UL Listed Split Case (GMS 400-35SM) Engine Driven Skid Pump 400 GPM @ 14 Bar Coupled with UL Listed Stallion Engine. Suction and Discharge Pressure Gauges and Air Release Valve are included. | GMS 400-35SM | 31051.209 | 114113.193
LIFECO-UK |  | 231007200837 | LIFECO-UK-UL Listed Split Case (GMS 400-40SM) Engine Driven Skid Pump 400 GPM @ 15 Bar Coupled with UL Listed Stallion Engine. Suction and Discharge Pressure Gauges and Air Release Valve are included. | GMS 400-40SM | 40707.0513 | 149598.4135
LIFECO-UK |  | 231007200838 | LIFECO-UK-UL Listed Split Case (GMS 400-40SM) Engine Driven Skid Pump 400 GPM @ 16 Bar Coupled with UL Listed Stallion Engine. Suction and Discharge Pressure Gauges and Air Release Valve are included. | GMS 400-40SM | 40707.0513 | 149598.4135
LIFECO-UK |  | 231007200839 | LIFECO-UK-UL Listed Split Case (GMS 400-40SM) Engine Driven Skid Pump 400 GPM @ 17 Bar Coupled with UL Listed Stallion Engine. Suction and Discharge Pressure Gauges and Air Release Valve are included. | GMS 400-40SM | 40707.0513 | 149598.4135
LIFECO-UK |  | 231007200840 | LIFECO-UK-UL Listed Split Case (GMS 400-40SM) Engine Driven Skid Pump 400 GPM @ 18 Bar Coupled with UL Listed Stallion Engine. Suction and Discharge Pressure Gauges and Air Release Valve are included. | GMS 400-40SM | 42085.5769 | 154664.4952
LIFECO-UK |  | 231007200841 | LIFECO-UK-UL Listed Split Case (GMS 400-40SM) Engine Driven Skid Pump 400 GPM @ 19 Bar Coupled with UL Listed Stallion Engine. Suction and Discharge Pressure Gauges and Air Release Valve are included. | GMS 400-40SM | 45410.2564 | 166882.6923
LIFECO-UK |  | 231007200842 | LIFECO-UK-UL Listed Split Case (GMS 400-40SM) Engine Driven Skid Pump 400 GPM @ 19.65 Bar Coupled with UL Listed Stallion Engine. Suction and Discharge Pressure Gauges and Air Release Valve are included. | GMS 400-40SM | 45410.2564 | 166882.6923
LIFECO-UK |  | 231007200843 | LIFECO-UK-UL Listed Split Case (GMS 450-28SM) Engine Driven Skid Pump 450 GPM @ 6.62 Bar Coupled with UL Listed Stallion Engine. Suction and Discharge Pressure Gauges and Air Release Valve are included. | GMS 450-28SM | 21686.1933 | 79696.7603
LIFECO-UK |  | 231007200844 | LIFECO-UK-UL Listed Split Case (GMS 450-28SM) Engine Driven Skid Pump 450 GPM @ 7 Bar Coupled with UL Listed Stallion Engine. Suction and Discharge Pressure Gauges and Air Release Valve are included. | GMS 450-28SM | 21913.1952 | 80530.9923
LIFECO-UK |  | 231007200845 | LIFECO-UK-UL Listed Split Case (GMS 450-28SM) Engine Driven Skid Pump 450 GPM @ 8 Bar Coupled with UL Listed Stallion Engine. Suction and Discharge Pressure Gauges and Air Release Valve are included. | GMS 450-28SM | 22745.5356 | 83589.8432
LIFECO-UK |  | 231007200846 | LIFECO-UK-UL Listed Split Case (GMS 450-28SM) Engine Driven Skid Pump 450 GPM @ 9 Bar Coupled with UL Listed Stallion Engine. Suction and Discharge Pressure Gauges and Air Release Valve are included. | GMS 450-28SM | 22821.2029 | 83867.9206
LIFECO-UK |  | 231007200847 | LIFECO-UK-UL Listed Split Case (GMS 450-28SM) Engine Driven Skid Pump 450 GPM @ 10 Bar Coupled with UL Listed Stallion Engine. Suction and Discharge Pressure Gauges and Air Release Valve are included. | GMS 450-28SM | 30143.2013 | 110776.2647
LIFECO-UK |  | 126064200085 | LIFECO-UK-UL Listed Split Case (GMS 450-28SM) Engine Driven Skid Pump 450 GPM @ 11 Bar Coupled with FM Listed Stallion Engine. Suction and Discharge Pressure Gauges and Air Release Valve are included. | GMS 450-28SM | 30445.8705 | 111888.5741
LIFECO-UK |  | 126064200086 | LIFECO-UK-UL Listed Split Case (GMS 450-37SM-2G) Engine Driven Skid Pump 450 GPM @ 15.17 Bar Coupled with FM Listed Stallion Engine. Suction and Discharge Pressure Gauges and Air Release Valve are included. | GMS 450-37SM-2G | 37279.7217 | 137002.9773
LIFECO-UK |  | 231007200850 | LIFECO-UK-UL Listed Split Case (GMS 450-37SM-2G) Engine Driven Skid Pump 450 GPM @ 16 Bar Coupled with UL Listed Stallion Engine. Suction and Discharge Pressure Gauges and Air Release Valve are included. | GMS 450-37SM-2G | 39815.0641 | 146320.3606
LIFECO-UK |  | 231007200851 | LIFECO-UK-UL Listed Split Case (GMS 450-37SM-2G) Engine Driven Skid Pump 450 GPM @ 17 Bar Coupled with UL Listed Stallion Engine. Suction and Discharge Pressure Gauges and Air Release Valve are included. | GMS 450-37SM-2G | 41837.0192 | 153751.0457
LIFECO-UK |  | 231007200852 | LIFECO-UK-UL Listed Split Case (GMS 450-37SM-2G) Engine Driven Skid Pump 450 GPM @ 18 Bar Coupled with UL Listed Stallion Engine. Suction and Discharge Pressure Gauges and Air Release Valve are included. | GMS 450-37SM-2G | 42366.6904 | 155697.5872
LIFECO-UK |  | 231007200853 | LIFECO-UK-UL Listed Split Case (GMS 450-37SM-2G) Engine Driven Skid Pump 450 GPM @ 19 Bar Coupled with UL Listed Stallion Engine. Suction and Discharge Pressure Gauges and Air Release Valve are included. | GMS 450-37SM-2G | 43222.6526 | 158843.2482
LIFECO-UK |  | 231007200854 | LIFECO-UK-UL Listed Split Case (GMS 450-37SM-2G) Engine Driven Skid Pump 450 GPM @ 20.2 Bar Coupled with UL Listed Stallion Engine. Suction and Discharge Pressure Gauges and Air Release Valve are included. | GMS 450-37SM-2G | 44958.0859 | 165220.9657
LIFECO-UK |  | 231007200855 | LIFECO-UK-UL Listed Split Case (GMS 500-28SM) Engine Driven Skid Pump 500 GPM @ 6.48 Bar Coupled with UL Listed Stallion Engine. Suction and Discharge Pressure Gauges and Air Release Valve are included. | GMS 500-28SM | 22140.1971 | 81365.2244
LIFECO-UK |  | 231007200856 | LIFECO-UK-UL Listed Split Case (GMS 500-28SM) Engine Driven Skid Pump 500 GPM @ 7 Bar Coupled with UL Listed Stallion Engine. Suction and Discharge Pressure Gauges and Air Release Valve are included. | GMS 500-28SM | 22745.5356 | 83589.8432
LIFECO-UK |  | 231007200857 | LIFECO-UK-UL Listed Split Case (GMS 500-28SM) Engine Driven Skid Pump 500 GPM @ 8 Bar Coupled with UL Listed Stallion Engine. Suction and Discharge Pressure Gauges and Air Release Valve are included. | GMS 500-28SM | 25166.8894 | 92488.3186
LIFECO-UK |  | 231007200858 | LIFECO-UK-UL Listed Split Case (GMS 500-28SM) Engine Driven Skid Pump 500 GPM @ 9 Bar Coupled with UL Listed Stallion Engine. Suction and Discharge Pressure Gauges and Air Release Valve are included. | GMS 500-28SM | 27419.1782 | 100765.4799
LIFECO-UK |  | 231007200859 | LIFECO-UK-UL Listed Split Case (GMS 500-28SM) Engine Driven Skid Pump 500 GPM @ 10 Bar Coupled with UL Listed Stallion Engine. Suction and Discharge Pressure Gauges and Air Release Valve are included. | GMS 500-28SM | 28263.9983 | 103870.1939
LIFECO-UK |  | 126064200087 | LIFECO-UK-UL Listed Split Case (GMS 500-28SM) Engine Driven Skid Pump 500 GPM @ 11 Bar Coupled with FM Listed Stallion Engine. Suction and Discharge Pressure Gauges and Air Release Valve are included. | GMS 500-28SM | 28263.9983 | 103870.1939
LIFECO-UK |  | 231007200861 | LIFECO-UK-UL Listed Split Case (GMS 500-31SM) Engine Driven Skid Pump 500 GPM @ 12 Bar Coupled with UL Listed Stallion Engine. Suction and Discharge Pressure Gauges and Air Release Valve are included. | GMS 500-31SM | 29115.0942 | 106997.9711
LIFECO-UK |  | 126064200088 | LIFECO-UK-UL Listed Split Case (GMS 500-37SM-2G) Engine Driven Skid Pump 500 GPM @ 14.89 Bar Coupled with FM Listed Stallion Engine. Suction and Discharge Pressure Gauges and Air Release Valve are included. | GMS 500-37SM-2G | 37279.7217 | 137002.9773
LIFECO-UK |  | 126064200089 | LIFECO-UK-UL Listed Split Case (GMS 500-37SM-2G) Engine Driven Skid Pump 500 GPM @ 15 Bar Coupled with FM Listed Stallion Engine. Suction and Discharge Pressure Gauges and Air Release Valve are included. | GMS 500-37SM-2G | 37279.7217 | 137002.9773
LIFECO-UK |  | 231007200864 | LIFECO-UK-UL Listed Split Case (GMS 500-37SM-2G) Engine Driven Skid Pump 500 GPM @ 16 Bar Coupled with UL Listed Stallion Engine. Suction and Discharge Pressure Gauges and Air Release Valve are included. | GMS 500-37SM-2G | 39815.0641 | 146320.3606
LIFECO-UK |  | 231007200865 | LIFECO-UK-UL Listed Split Case (GMS 500-37SM-2G) Engine Driven Skid Pump 500 GPM @ 17 Bar Coupled with UL Listed Stallion Engine. Suction and Discharge Pressure Gauges and Air Release Valve are included. | GMS 500-37SM-2G | 41837.0192 | 153751.0457
LIFECO-UK |  | 231007200866 | LIFECO-UK-UL Listed Split Case (GMS 500-37SM-2G) Engine Driven Skid Pump 500 GPM @ 18 Bar Coupled with UL Listed Stallion Engine. Suction and Discharge Pressure Gauges and Air Release Valve are included. | GMS 500-37SM-2G | 42366.6904 | 155697.5872
LIFECO-UK |  | 231007200867 | LIFECO-UK-UL Listed Split Case (GMS 500-37SM-2G) Engine Driven Skid Pump 500 GPM @ 19 Bar Coupled with UL Listed Stallion Engine. Suction and Discharge Pressure Gauges and Air Release Valve are included. | GMS 500-37SM-2G | 43222.6526 | 158843.2482
LIFECO-UK |  | 126064200090 | LIFECO-UK-UL Listed Split Case (GMS 500-37SM-2G) Engine Driven Skid Pump 500 GPM @ 20 Bar Coupled with UL/FM Listed Stallion Engine. Suction and Discharge Pressure Gauges and Air Release Valve are included. | GMS 500-37SM-2G | 43222.6526 | 158843.2482
LIFECO-UK |  | 231007200869 | LIFECO-UK-UL Listed Split Case (GMS 500-37SM-2G) Engine Driven Skid Pump 500 GPM @ 20.41 Bar Coupled with UL Listed Stallion Engine. Suction and Discharge Pressure Gauges and Air Release Valve are included. | GMS 500-37SM-2G | 44958.0859 | 165220.9657
LIFECO-UK |  | 231007200870 | LIFECO-UK-UL Listed Split Case (GMS 750-32SM) Engine Driven Skid Pump 750 GPM @ 7.65 Bar Coupled with UL Listed Stallion Engine. Suction and Discharge Pressure Gauges and Air Release Valve are included. | GMS 750-32SM | 27732.6923 | 101917.6442
LIFECO-UK |  | 231007200871 | LIFECO-UK-UL Listed Split Case (GMS 750-32SM) Engine Driven Skid Pump 750 GPM @ 8 Bar Coupled with UL Listed Stallion Engine. Suction and Discharge Pressure Gauges and Air Release Valve are included. | GMS 750-32SM | 28024.5167 | 102990.0987
LIFECO-UK |  | 231007200872 | LIFECO-UK-UL Listed Split Case (GMS 750-31SM) Engine Driven Skid Pump 750 GPM @ 9.03 Bar Coupled with UL Listed Stallion Engine. Suction and Discharge Pressure Gauges and Air Release Valve are included. | GMS 750-31SM | 28327.1859 | 104102.4082
LIFECO-UK |  | 231007200873 | LIFECO-UK-UL Listed Split Case (GMS 750-31SM) Engine Driven Skid Pump 750 GPM @ 10 Bar Coupled with UL Listed Stallion Engine. Suction and Discharge Pressure Gauges and Air Release Valve are included. | GMS 750-31SM | 28781.1897 | 105770.8723
LIFECO-UK |  | 231007200874 | LIFECO-UK-UL Listed Split Case (GMS 750-31SM) Engine Driven Skid Pump 750 GPM @ 11 Bar Coupled with FM Listed Stallion Engine. Suction and Discharge Pressure Gauges and Air Release Valve are included. | GMS 750-31SM | 34270.2885 | 125943.3101
LIFECO-UK |  | 231007200875 | LIFECO-UK-UL Listed Split Case (GMS 750-31SM) Engine Driven Skid Pump 750 GPM @ 12 Bar Coupled with FM Listed Stallion Engine. Suction and Discharge Pressure Gauges and Air Release Valve are included. | GMS 750-31SM | 35626.4259 | 130927.1151
LIFECO-UK |  | 231007200876 | LIFECO-UK-UL Listed Split Case (GMS 750-32SM) Engine Driven Skid Pump 750 GPM @ 13 Bar Coupled with UL Listed Stallion Engine. Suction and Discharge Pressure Gauges and Air Release Valve are included. | GMS 750-32SM | 36287.6603 | 133357.1514
LIFECO-UK |  | 231007200877 | LIFECO-UK-UL Listed Split Case (GMS 750-32SM) Engine Driven Skid Pump 750 GPM @ 14 Bar Coupled with UL Listed Stallion Engine. Suction and Discharge Pressure Gauges and Air Release Valve are included. | GMS 750-32SM | 39551.8665 | 145353.1095
LIFECO-UK |  | 231007200878 | LIFECO-UK-UL Listed Split Case (GMS 750-37SM-2G) Engine Driven Skid Pump 750 GPM @ 15 Bar Coupled with UL Listed Stallion Engine. Suction and Discharge Pressure Gauges and Air Release Valve are included. | GMS 750-37SM-2G | 41988.3538 | 154307.2004
LIFECO-UK |  | 231007200879 | LIFECO-UK-UL Listed Split Case (GMS 750-37SM-2G) Engine Driven Skid Pump 750 GPM @ 16 Bar Coupled with UL Listed Stallion Engine. Suction and Discharge Pressure Gauges and Air Release Valve are included. | GMS 750-37SM-2G | 43222.6526 | 158843.2482
LIFECO-UK |  | 231007200880 | LIFECO-UK-UL Listed Split Case (GMS 750-37SM-2G) Engine Driven Skid Pump 750 GPM @ 17 Bar Coupled with UL Listed Stallion Engine. Suction and Discharge Pressure Gauges and Air Release Valve are included. | GMS 750-37SM-2G | 43676.6564 | 160511.7123
LIFECO-UK |  | 231007200881 | LIFECO-UK-UL Listed Split Case (GMS 750-37SM-2G) Engine Driven Skid Pump 750 GPM @ 18 Bar Coupled with UL Listed Stallion Engine. Suction and Discharge Pressure Gauges and Air Release Valve are included. | GMS 750-37SM-2G | 44958.0859 | 165220.9657
LIFECO-UK |  | 231007200882 | LIFECO-UK-UL Listed Split Case (GMS 750-37SM-2G) Engine Driven Skid Pump 750 GPM @ 19.03 Bar Coupled with UL Listed Stallion Engine. Suction and Discharge Pressure Gauges and Air Release Valve are included. | GMS 750-37SM-2G | 44958.0859 | 165220.9657
LIFECO-UK |  | 231007200883 | LIFECO-UK-UL Listed Split Case (GMS 1000-30SM) Engine Driven Skid Pump 1000 GPM @ 6.76 Bar Coupled with UL Listed Stallion Engine. Suction and Discharge Pressure Gauges and Air Release Valve are included. | GMS 1000-30SM | 31353.8782 | 115225.5024
LIFECO-UK |  | 231007200884 | LIFECO-UK-UL Listed Split Case (GMS 1000-30SM) Engine Driven Skid Pump 1000 GPM @ 7 Bar Coupled with UL Listed Stallion Engine. Suction and Discharge Pressure Gauges and Air Release Valve are included. | GMS 1000-30SM | 32186.2186 | 118284.3533
LIFECO-UK |  | 231007200885 | LIFECO-UK-UL Listed Split Case (GMS 1000-30SM) Engine Driven Skid Pump 1000 GPM @ 8 Bar Coupled with FM Listed Stallion Engine. Suction and Discharge Pressure Gauges and Air Release Valve are included. | GMS 1000-30SM | 32454.2731 | 119269.4536
LIFECO-UK |  | 231007200886 | LIFECO-UK-UL Listed Split Case (GMS 1000-31SM) Engine Driven Skid Pump 1000 GPM @ 9.24 Bar Coupled with UL Listed Stallion Engine. Suction and Discharge Pressure Gauges and Air Release Valve are included. | GMS 1000-31SM | 32859.6576 | 120759.2418
LIFECO-UK |  | 231007200887 | LIFECO-UK-UL Listed Split Case (GMS 1000-31SM) Engine Driven Skid Pump 1000 GPM @ 10 Bar Coupled with FM Listed Stallion Engine. Suction and Discharge Pressure Gauges and Air Release Valve are included. | GMS 1000-31SM | 34345.9558 | 126221.3875
LIFECO-UK |  | 231007200888 | LIFECO-UK-UL Listed Split Case (GMS 1000-31SM) Engine Driven Skid Pump 1000 GPM @ 11 Bar Coupled with FM Listed Stallion Engine. Suction and Discharge Pressure Gauges and Air Release Valve are included. | GMS 1000-31SM | 35769.8879 | 131454.3382
LIFECO-UK |  | 231007200889 | LIFECO-UK-UL Listed Split Case (GMS 1000-31SM) Engine Driven Skid Pump 1000 GPM @ 12 Bar Coupled with UL Listed Stallion Engine. Suction and Discharge Pressure Gauges and Air Release Valve are included. | GMS 1000-31SM | 38389.1153 | 141079.9986
LIFECO-UK |  | 231007200890 | LIFECO-UK-UL Listed Split Case (GMS 1000-36SM-2G) Engine Driven Skid Pump 1000 GPM @ 13 Bar Coupled with UL Listed Stallion Engine. Suction and Discharge Pressure Gauges and Air Release Valve are included. | GMS 1000-36SM-2G | 40220.5128 | 147810.3846
LIFECO-UK |  | 231007200891 | LIFECO-UK-UL Listed Split Case (GMS 1000-40SM) Engine Driven Skid Pump 1000 GPM @ 14 Bar Coupled with UL Listed Stallion Engine. Suction and Discharge Pressure Gauges and Air Release Valve are included. | GMS 1000-40SM | 42085.5769 | 154664.4952
LIFECO-UK |  | 231007200892 | LIFECO-UK-UL Listed Split Case (GMS 1000-36SM-2G) Engine Driven Skid Pump 1000 GPM @ 15 Bar Coupled with UL Listed Stallion Engine. Suction and Discharge Pressure Gauges and Air Release Valve are included. | GMS 1000-36SM-2G | 43545.1923 | 160028.5817
LIFECO-UK |  | 231007200893 | LIFECO-UK-UL Listed Split Case (GMS 1000-36SM-2G) Engine Driven Skid Pump 1000 GPM @ 16 Bar Coupled with FM Listed Stallion Engine. Suction and Discharge Pressure Gauges and Air Release Valve are included. | GMS 1000-36SM-2G | 44437.1795 | 163306.6346
LIFECO-UK |  | 126064200091 | LIFECO-UK-UL Listed Split Case (GMS 1000-36SM-2G) Engine Driven Skid Pump 1000 GPM @ 17 Bar Coupled with FM Listed Stallion Engine. Suction and Discharge Pressure Gauges and Air Release Valve are included. | GMS 1000-36SM-2G | 44504.0821 | 163552.5015
LIFECO-UK |  | 231007200895 | LIFECO-UK-UL Listed Split Case (GMS 1000-40SM) Engine Driven Skid Pump 1000 GPM @ 18 Bar Coupled with FM Listed Stallion Engine. Suction and Discharge Pressure Gauges and Air Release Valve are included. | GMS 1000-40SM | 48510 | 178274.25
LIFECO-UK |  | 126064200092 | LIFECO-UK-UL Listed Split Case (GMS 1000-40SM) Engine Driven Skid Pump 1000 GPM @ 18.75 Bar Coupled with UL/FM Listed Engine. Suction and Discharge Pressure Gauges and Air Release Valve are included. | GMS 1000-40SM | 71764.4231 | 263734.2548
LIFECO-UK |  | 231007200896 | LIFECO-UK-UL Listed Split Case (GMS 1250-30SM) Engine Driven Skid Pump 1250 GPM @ 6.48 Bar Coupled with UL Listed Stallion Engine. Suction and Discharge Pressure Gauges and Air Release Valve are included. | GMS 1250-30SM | 31353.8782 | 115225.5024
LIFECO-UK |  | 231007200897 | LIFECO-UK-UL Listed Split Case (GMS 1250-30SM) Engine Driven Skid Pump 1250 GPM @ 7 Bar Coupled with UL Listed Stallion Engine. Suction and Discharge Pressure Gauges and Air Release Valve are included. | GMS 1250-30SM | 32413.2205 | 119118.5854
LIFECO-UK |  | 231007200898 | LIFECO-UK-UL Listed Split Case (GMS 1250-30SM) Engine Driven Skid Pump 1250 GPM @ 8 Bar Coupled with UL Listed Stallion Engine. Suction and Discharge Pressure Gauges and Air Release Valve are included. | GMS 1250-30SM | 41837.0192 | 153751.0457
LIFECO-UK |  | 231007200899 | LIFECO-UK-UL Listed Split Case (GMS 1250-29SM) Engine Driven Skid Pump 1250 GPM @ 9.45 Bar Coupled with UL Listed Stallion Engine. Suction and Discharge Pressure Gauges and Air Release Valve are included. | GMS 1250-29SM | 42291.0231 | 155419.5098
LIFECO-UK |  | 231007200900 | LIFECO-UK-UL Listed Split Case (GMS 1250-29SM) Engine Driven Skid Pump 1250 GPM @ 10 Bar Coupled with UL Listed Stallion Engine. Suction and Discharge Pressure Gauges and Air Release Valve are included. | GMS 1250-29SM | 42820.6942 | 157366.0513
LIFECO-UK |  | 231007200901 | LIFECO-UK-UL Listed Split Case (GMS 1250-29SM) Engine Driven Skid Pump 1250 GPM @ 11 Bar Coupled with UL Listed Stallion Engine. Suction and Discharge Pressure Gauges and Air Release Valve are included. | GMS 1250-29SM | 43071.3179 | 158287.0935
LIFECO-UK |  | 231007200902 | LIFECO-UK-UL Listed Split Case (GMS 1250-29SM) Engine Driven Skid Pump 1250 GPM @ 12.21 Bar Coupled with UL Listed Stallion Engine. Suction and Discharge Pressure Gauges and Air Release Valve are included. | GMS 1250-29SM | 44806.7513 | 164664.811
LIFECO-UK |  | 231007200903 | LIFECO-UK-UL Listed Split Case (GMS 1250-36SM-2G) Engine Driven Skid Pump 1250 GPM @ 13 Bar Coupled with UL Listed Stallion Engine. Suction and Discharge Pressure Gauges and Air Release Valve are included. | GMS 1250-36SM-2G | 45866.0936 | 168557.8939
LIFECO-UK |  | 231007200904 | LIFECO-UK-UL Listed Split Case (GMS 1250-36SM-2G) Engine Driven Skid Pump 1250 GPM @ 14 Bar Coupled with UL Listed Stallion Engine. Suction and Discharge Pressure Gauges and Air Release Valve are included. | GMS 1250-36SM-2G | 45866.0936 | 168557.8939
LIFECO-UK |  | 231007200905 | LIFECO-UK-UL Listed Split Case (GMS 1250-36SM-2G) Engine Driven Skid Pump 1250 GPM @ 15 Bar Coupled with UL Listed Stallion Engine. Suction and Discharge Pressure Gauges and Air Release Valve are included. | GMS 1250-36SM-2G | 45866.0936 | 168557.8939
LIFECO-UK |  | 231007200906 | LIFECO-UK-UL Listed Split Case (GMS 1250-36SM-2G) Engine Driven Skid Pump 1250 GPM @ 16 Bar Coupled with FM Listed Stallion Engine. Suction and Discharge Pressure Gauges and Air Release Valve are included. | GMS 1250-36SM-2G | 45866.0936 | 168557.8939
LIFECO-UK |  | 126064200093 | LIFECO-UK-UL Listed Split Case (GMS 1250-36SM-2G) Engine Driven Skid Pump 1250 GPM @ 17 Bar Coupled with UL/FM Listed Engine. Suction and Discharge Pressure Gauges and Air Release Valve are included. | GMS 1250-36SM-2G | 69858.8141 | 256731.1418
LIFECO-UK |  | 126064200094 | LIFECO-UK-UL Listed Split Case (GMS 1250-36SM-2G) Engine Driven Skid Pump 1250 GPM @ 18 Bar Coupled with UL Listed Engine. Suction and Discharge Pressure Gauges and Air Release Valve are included. | GMS 1250-36SM-2G | 85549.6795 | 314395.0721
LIFECO-UK |  | 126064200095 | LIFECO-UK-UL Listed Split Case (GMS 1250-36SM-2G) Engine Driven Skid Pump 1250 GPM @ 19 Bar Coupled with UL Listed Engine. Suction and Discharge Pressure Gauges and Air Release Valve are included. | GMS 1250-36SM-2G | 85549.6795 | 314395.0721
LIFECO-UK |  | 231007200907 | LIFECO-UK-UL Listed Split Case (GMS 1500-30SM) Engine Driven Skid Pump 1500 GPM @ 6.07 Bar Coupled with UL Listed Stallion Engine. Suction and Discharge Pressure Gauges and Air Release Valve are included. | GMS 1500-30SM | 32791.5571 | 120508.9722
LIFECO-UK |  | 231007200908 | LIFECO-UK-UL Listed Split Case (GMS 1500-30SM) Engine Driven Skid Pump 1500 GPM @ 7 Bar Coupled with UL Listed Stallion Engine. Suction and Discharge Pressure Gauges and Air Release Valve are included. | GMS 1500-30SM | 41837.0192 | 153751.0457
LIFECO-UK |  | 231007200909 | LIFECO-UK-UL Listed Split Case (GMS 1500-30SM) Engine Driven Skid Pump 1500 GPM @ 8 Bar Coupled with UL Listed Stallion Engine. Suction and Discharge Pressure Gauges and Air Release Valve are included. | GMS 1500-30SM | 42442.3577 | 155975.6645
LIFECO-UK |  | 231007200910 | LIFECO-UK-UL Listed Split Case (GMS 1500-30SM) Engine Driven Skid Pump 1500 GPM @ 9 Bar Coupled with UL Listed Stallion Engine. Suction and Discharge Pressure Gauges and Air Release Valve are included. | GMS 1500-30SM | 43804.3692 | 160981.0569
LIFECO-UK |  | 231007200911 | LIFECO-UK-UL Listed Split Case (GMS 1500-30SM) Engine Driven Skid Pump 1500 GPM @ 10 Bar Coupled with UL Listed Stallion Engine. Suction and Discharge Pressure Gauges and Air Release Valve are included. | GMS 1500-30SM | 43898.7436 | 161327.8827
LIFECO-UK |  | 231007200912 | LIFECO-UK-UL Listed Split Case (GMS 1500-36SM) Engine Driven Skid Pump 1500 GPM @ 11 Bar Coupled with UL Listed Stallion Engine. Suction and Discharge Pressure Gauges and Air Release Valve are included. | GMS 1500-36SM | 44428.4147 | 163274.4242
LIFECO-UK |  | 231007200913 | LIFECO-UK-UL Listed Split Case (GMS 1500-36SM) Engine Driven Skid Pump 1500 GPM @ 12 Bar Coupled with UL Listed Stallion Engine. Suction and Discharge Pressure Gauges and Air Release Valve are included. | GMS 1500-36SM | 44958.0859 | 165220.9657
LIFECO-UK |  | 231007200914 | LIFECO-UK-UL Listed Split Case (GMS 1500-36SM) Engine Driven Skid Pump 1500 GPM @ 13 Bar Coupled with FM Listed Stallion Engine. Suction and Discharge Pressure Gauges and Air Release Valve are included. | GMS 1500-36SM | 45487.7571 | 167167.5072
LIFECO-UK |  | 126064200096 | LIFECO-UK-UL Listed Split Case (GMS 1500-36SM) Engine Driven Skid Pump 1500 GPM @ 14 Bar Coupled with UL/FM Listed Engine. Suction and Discharge Pressure Gauges and Air Release Valve are included. | GMS 1500-36SM | 69372.2756 | 254943.113
LIFECO-UK |  | 126064200097 | LIFECO-UK-UL Listed Split Case (GMS 1500-36SM) Engine Driven Skid Pump 1500 GPM @ 15 Bar Coupled with UL Listed Engine. Suction and Discharge Pressure Gauges and Air Release Valve are included. | GMS 1500-36SM | 85103.6859 | 312756.0457
LIFECO-UK |  | 126064200098 | LIFECO-UK-UL Listed Split Case (GMS 1500-36SM) Engine Driven Skid Pump 1500 GPM @ 16 Bar Coupled with UL Listed Engine. Suction and Discharge Pressure Gauges and Air Release Valve are included. | GMS 1500-36SM | 85103.6859 | 312756.0457
LIFECO-UK |  | 231007200916 | LIFECO-UK-UL Listed Split Case (GMS 1500-61SL5-2G) Engine Driven Skid Pump 1500 GPM @ 6.83 Bar Coupled with UL Listed Stallion Engine. Suction and Discharge Pressure Gauges and Air Release Valve are included. | GMS 1500-61SL5-2G | 68520.8333 | 251814.0625
LIFECO-UK |  | 231007200917 | LIFECO-UK-UL Listed Split Case (GMS 1500-61SL5-2G) Engine Driven Skid Pump 1500 GPM @ 7 Bar Coupled with UL Listed Stallion Engine. Suction and Discharge Pressure Gauges and Air Release Valve are included. | GMS 1500-61SL5-2G | 68520.8333 | 251814.0625
LIFECO-UK |  | 231007200918 | LIFECO-UK-UL Listed Split Case (GMS 1500-61SL5-2G) Engine Driven Skid Pump 1500 GPM @ 8 Bar Coupled with UL Listed Stallion Engine. Suction and Discharge Pressure Gauges and Air Release Valve are included. | GMS 1500-61SL5-2G | 68520.8333 | 251814.0625
LIFECO-UK |  | 231007200919 | LIFECO-UK-UL Listed Split Case (GMS 1500-61SL5-2G) Engine Driven Skid Pump 1500 GPM @ 9 Bar Coupled with UL Listed Stallion Engine. Suction and Discharge Pressure Gauges and Air Release Valve are included. | GMS 1500-61SL5-2G | 68520.8333 | 251814.0625
LIFECO-UK |  | 231007200920 | LIFECO-UK-UL Listed Split Case (GMS 1500-61SL5-2G) Engine Driven Skid Pump 1500 GPM @ 10 Bar Coupled with UL Listed Stallion Engine. Suction and Discharge Pressure Gauges and Air Release Valve are included. | GMS 1500-61SL5-2G | 68520.8333 | 251814.0625
LIFECO-UK |  | 231007200921 | LIFECO-UK-UL Listed Split Case (GMS 1500-61SL5-2G) Engine Driven Skid Pump 1500 GPM @ 11 Bar Coupled with UL Listed Stallion Engine. Suction and Discharge Pressure Gauges and Air Release Valve are included. | GMS 1500-61SL5-2G | 68520.8333 | 251814.0625
LIFECO-UK |  | 231007200922 | LIFECO-UK-UL Listed Split Case (GMS 1500-61SL5-2G) Engine Driven Skid Pump 1500 GPM @ 11.31 Bar Coupled with UL Listed Stallion Engine. Suction and Discharge Pressure Gauges and Air Release Valve are included. | GMS 1500-61SL5-2G | 72899.6795 | 267906.3221
LIFECO-UK |  | 231007200923 | LIFECO-UK-UL Listed Split Case (GMS 2000-29SM-2G) Engine Driven Skid Pump 2000 GPM @ 6.55 Bar Coupled with UL Listed Stallion Engine. Suction and Discharge Pressure Gauges and Air Release Valve are included. | GMS 2000-29SM-2G | 42291.0231 | 155419.5098
LIFECO-UK |  | 231007200924 | LIFECO-UK-UL Listed Split Case (GMS 2000-29SM-2G) Engine Driven Skid Pump 2000 GPM @ 7 Bar Coupled with UL Listed Stallion Engine. Suction and Discharge Pressure Gauges and Air Release Valve are included. | GMS 2000-29SM-2G | 43222.6526 | 158843.2482
LIFECO-UK |  | 231007200925 | LIFECO-UK-UL Listed Split Case (GMS 2000-29SM-2G) Engine Driven Skid Pump 2000 GPM @ 8 Bar Coupled with UL Listed Stallion Engine. Suction and Discharge Pressure Gauges and Air Release Valve are included. | GMS 2000-29SM-2G | 46168.7628 | 169670.2034
LIFECO-UK |  | 231007200926 | LIFECO-UK-UL Listed Split Case (GMS 2000-29SM-2G) Engine Driven Skid Pump 2000 GPM @ 9 Bar Coupled with UL Listed Stallion Engine. Suction and Discharge Pressure Gauges and Air Release Valve are included. | GMS 2000-29SM-2G | 46622.7667 | 171338.6675
LIFECO-UK |  | 231007200927 | LIFECO-UK-UL Listed Split Case (GMS 2000-29SM-2G) Engine Driven Skid Pump 2000 GPM @ 10 Bar Coupled with FM Listed Stallion Engine. Suction and Discharge Pressure Gauges and Air Release Valve are included. | GMS 2000-29SM-2G | 47530.7744 | 174675.5958
LIFECO-UK |  | 231007200928 | LIFECO-UK-UL Listed Split Case (GMS 2000-29SM-2G) Engine Driven Skid Pump 2000 GPM @ 10.2 Bar Coupled with UL/FM Listed Engine. Suction and Discharge Pressure Gauges and Air Release Valve are included. | GMS 2000-29SM-2G | 68358.6538 | 251218.0529
LIFECO-UK |  | 231007200929 | LIFECO-UK-UL Listed Split Case (GMS 2000-61SL5-2G) Engine Driven Skid Pump 2000 GPM @ 6.48 Bar Coupled with UL Listed Stallion Engine. Suction and Discharge Pressure Gauges and Air Release Valve are included. | GMS 2000-61SL5-2G | 68520.8333 | 251814.0625
LIFECO-UK |  | 231007200930 | LIFECO-UK-UL Listed Split Case (GMS 2000-61SL5-2G) Engine Driven Skid Pump 2000 GPM @ 7 Bar Coupled with UL Listed Stallion Engine. Suction and Discharge Pressure Gauges and Air Release Valve are included. | GMS 2000-61SL5-2G | 68520.8333 | 251814.0625
LIFECO-UK |  | 231007200931 | LIFECO-UK-UL Listed Split Case (GMS 2000-61SL5-2G) Engine Driven Skid Pump 2000 GPM @ 8 Bar Coupled with UL Listed Stallion Engine. Suction and Discharge Pressure Gauges and Air Release Valve are included. | GMS 2000-61SL5-2G | 68520.8333 | 251814.0625
LIFECO-UK |  | 231007200932 | LIFECO-UK-UL Listed Split Case (GMS 2000-61SL5-2G) Engine Driven Skid Pump 2000 GPM @ 9 Bar Coupled with UL Listed Stallion Engine. Suction and Discharge Pressure Gauges and Air Release Valve are included. | GMS 2000-61SL5-2G | 68520.8333 | 251814.0625
LIFECO-UK |  | 231007200933 | LIFECO-UK-UL Listed Split Case (GMS 2000-61SL5-2G) Engine Driven Skid Pump 2000 GPM @ 10 Bar Coupled with UL Listed Stallion Engine. Suction and Discharge Pressure Gauges and Air Release Valve are included. | GMS 2000-61SL5-2G | 72899.6795 | 267906.3221
LIFECO-UK |  | 231007200934 | LIFECO-UK-UL Listed Split Case (GMS 2000-61SL5-2G) Engine Driven Skid Pump 2000 GPM @ 11 Bar Coupled with UL Listed Stallion Engine. Suction and Discharge Pressure Gauges and Air Release Valve are included. | GMS 2000-61SL5-2G | 72899.6795 | 267906.3221
LIFECO-UK |  | 231007200935 | LIFECO-UK-UL Listed Split Case (GMS 2000-61SL5-2G) Engine Driven Skid Pump 2000 GPM @ 11.45 Bar Coupled with UL Listed Stallion Engine. Suction and Discharge Pressure Gauges and Air Release Valve are included. | GMS 2000-61SL5-2G | 72899.6795 | 267906.3221
LIFECO-UK |  | 231004200116 | LIFECO-UK-UL Listed Split Case (GMS 2000-61SL6-2G) Engine Driven Skid Pump 2000 GPM @ 11.93 Bar Coupled with UL Listed Stallion Engine. Suction and Discharge Pressure Gauges and Air Release Valve are included. | GMS 2000-61SL6-2G | 72899.6795 | 267906.3221
LIFECO-UK |  | 231007200936 | LIFECO-UK-UL Listed Split Case (GMS 2500-29SM-2G) Engine Driven Skid Pump 2500 GPM @ 6.13 Bar Coupled with UL Listed Stallion Engine. Suction and Discharge Pressure Gauges and Air Release Valve are included. | GMS 2500-29SM-2G | 42163.275 | 154950.0356
LIFECO-UK |  | 231007200937 | LIFECO-UK-UL Listed Split Case (GMS 2500-29SM-2G) Engine Driven Skid Pump 2500 GPM @ 7 Bar Coupled with UL Listed Stallion Engine. Suction and Discharge Pressure Gauges and Air Release Valve are included. | GMS 2500-29SM-2G | 42163.275 | 154950.0356
LIFECO-UK |  | 231007200938 | LIFECO-UK-UL Listed Split Case (GMS 2500-29SM-2G) Engine Driven Skid Pump 2500 GPM @ 8 Bar Coupled with UL Listed Stallion Engine. Suction and Discharge Pressure Gauges and Air Release Valve are included. | GMS 2500-29SM-2G | 46320.0974 | 170226.3581
LIFECO-UK |  | 126064200100 | LIFECO-UK-UL Listed Split Case (GMS 2500-29SM-2G) Engine Driven Skid Pump 2500 GPM @ 9 Bar Coupled with FM Listed Stallion Engine. Suction and Discharge Pressure Gauges and Air Release Valve are included. | GMS 2500-29SM-2G | 47530.7744 | 174675.5958
LIFECO-UK |  | 126064200101 | LIFECO-UK-UL Listed Split Case (GMS 2500-29SM-2G) Engine Driven Skid Pump 2500 GPM @ 9.5 Bar Coupled with UL/FM Listed Engine. Suction and Discharge Pressure Gauges and Air Release Valve are included. | GMS 2500-29SM-2G | 68358.6538 | 251218.0529
LIFECO-UK |  | 126064200103 | LIFECO-UK-UL Listed Split Case (GMS 2500-61SL5-2G) Engine Driven Skid Pump 2500 GPM @ 6.14 Bar Coupled with UL Listed Stallion Engine. Suction and Discharge Pressure Gauges and Air Release Valve are included. | GMS 2500-61SL5-2G | 68520.8333 | 251814.0625
LIFECO-UK |  | 126064200104 | LIFECO-UK-UL Listed Split Case (GMS 2500-61SL5-2G) Engine Driven Skid Pump 2500 GPM @ 7 Bar Coupled with UL Listed Stallion Engine. Suction and Discharge Pressure Gauges and Air Release Valve are included. | GMS 2500-61SL5-2G | 68520.8333 | 251814.0625
LIFECO-UK |  | 126064200105 | LIFECO-UK-UL Listed Split Case (GMS 2500-61SL5-2G) Engine Driven Skid Pump 2500 GPM @ 8 Bar Coupled with UL Listed Stallion Engine. Suction and Discharge Pressure Gauges and Air Release Valve are included. | GMS 2500-61SL5-2G | 68520.8333 | 251814.0625
LIFECO-UK |  | 126064200106 | LIFECO-UK-UL Listed Split Case (GMS 2500-61SL5-2G) Engine Driven Skid Pump 2500 GPM @ 9 Bar Coupled with UL Listed Stallion Engine. Suction and Discharge Pressure Gauges and Air Release Valve are included. | GMS 2500-61SL5-2G | 72899.6795 | 267906.3221
LIFECO-UK |  | 126064200107 | LIFECO-UK-UL Listed Split Case (GMS 2500-61SL5-2G) Engine Driven Skid Pump 2500 GPM @ 10 Bar Coupled with UL Listed Stallion Engine. Suction and Discharge Pressure Gauges and Air Release Valve are included. | GMS 2500-61SL5-2G | 72899.6795 | 267906.3221
LIFECO-UK |  | 126064200108 | LIFECO-UK-UL Listed Split Case (GMS 2500-61SL5-2G) Engine Driven Skid Pump 2500 GPM @ 11.17 Bar Coupled with UL Listed Stallion Engine. Suction and Discharge Pressure Gauges and Air Release Valve are included. | GMS 2500-61SL5-2G | 72899.6795 | 267906.3221
LIFECO-UK |  | 231004200117 | LIFECO-UK-UL Listed Split Case (GMS 2500-61SL6-2G) Engine Driven Skid Pump 2500 GPM @ 11.72 Bar Coupled with UL Listed Stallion Engine. Suction and Discharge Pressure Gauges and Air Release Valve are included. | GMS 2500-61SL6-2G | 78900.3205 | 289958.6779
LIFECO-UK |  | 126064200109 | LIFECO-UK-UL Listed Split Case (GMS 3000-61SL5-2G) Engine Driven Skid Pump 3000 GPM @ 7.17 Bar Coupled with UL Listed Stallion Engine. Suction and Discharge Pressure Gauges and Air Release Valve are included. | GMS 3000-61SL5-2G | 68520.8333 | 251814.0625
LIFECO-UK |  | 126064200110 | LIFECO-UK-UL Listed Split Case (GMS 3000-61SL5-2G) Engine Driven Skid Pump 3000 GPM @ 8 Bar Coupled with UL Listed Stallion Engine. Suction and Discharge Pressure Gauges and Air Release Valve are included. | GMS 3000-61SL5-2G | 68520.8333 | 251814.0625
LIFECO-UK |  | 126064200111 | LIFECO-UK-UL Listed Split Case (GMS 3000-61SL5-2G) Engine Driven Skid Pump 3000 GPM @ 9 Bar Coupled with UL Listed Stallion Engine. Suction and Discharge Pressure Gauges and Air Release Valve are included. | GMS 3000-61SL5-2G | 72899.6795 | 267906.3221
LIFECO-UK |  | 126064200112 | LIFECO-UK-UL Listed Split Case (GMS 3000-61SL5-2G) Engine Driven Skid Pump 3000 GPM @ 10 Bar Coupled with UL Listed Stallion Engine. Suction and Discharge Pressure Gauges and Air Release Valve are included. | GMS 3000-61SL5-2G | 72899.6795 | 267906.3221
LIFECO-UK |  | 126064200113 | LIFECO-UK-UL Listed Split Case (GMS 3000-61SL5-2G) Engine Driven Skid Pump 3000 GPM @ 10.82 Bar Coupled with UL Listed Stallion Engine. Suction and Discharge Pressure Gauges and Air Release Valve are included. | GMS 3000-61SL5-2G | 78900.3205 | 289958.6779
LIFECO-UK |  | 231004200118 | LIFECO-UK-UL Listed Split Case (GMS 3000-61SL6-2G) Engine Driven Skid Pump 3000 GPM @ 11.31 Bar Coupled with UL Listed Stallion Engine. Suction and Discharge Pressure Gauges and Air Release Valve are included. | GMS 3000-61SL6-2G | 78900.3205 | 289958.6779
LIFECO-UK |  | 126064200114 | LIFECO-UK-UL Listed Split Case (GMS 3500-61SL5-2G) Engine Driven Skid Pump 3500 GPM @ 7.1 Bar Coupled with FM Listed Stallion Engine. Suction and Discharge Pressure Gauges and Air Release Valve are included. | GMS 3500-61SL5-2G | 68520.8333 | 251814.0625
LIFECO-UK |  | 126064200115 | LIFECO-UK-UL Listed Split Case (GMS 3500-61SL5-2G) Engine Driven Skid Pump 3500 GPM @ 8 Bar Coupled with UL Listed Stallion Engine. Suction and Discharge Pressure Gauges and Air Release Valve are included. | GMS 3500-61SL5-2G | 72899.6795 | 267906.3221
LIFECO-UK |  | 126064200116 | LIFECO-UK-UL Listed Split Case (GMS 3500-61SL5-2G) Engine Driven Skid Pump 3500 GPM @ 9 Bar Coupled with UL Listed Stallion Engine. Suction and Discharge Pressure Gauges and Air Release Valve are included. | GMS 3500-61SL5-2G | 72899.6795 | 267906.3221
LIFECO-UK |  | 126064200117 | LIFECO-UK-UL Listed Split Case (GMS 3500-61SL5-2G) Engine Driven Skid Pump 3500 GPM @ 10 Bar Coupled with UL Listed Stallion Engine. Suction and Discharge Pressure Gauges and Air Release Valve are included. | GMS 3500-61SL5-2G | 78900.3205 | 289958.6779
LIFECO-UK |  | 126064200118 | LIFECO-UK-UL Listed Split Case (GMS 3500-61SL5-2G) Engine Driven Skid Pump 3500 GPM @ 10.2 Bar Coupled with UL Listed Stallion Engine. Suction and Discharge Pressure Gauges and Air Release Valve are included. | GMS 3500-61SL5-2G | 78900.3205 | 289958.6779
LIFECO-UK |  | 231004200119 | LIFECO-UK-UL Listed Split Case (GMS 3500-61SL6-2G) Engine Driven Skid Pump 3500 GPM @ 10.76 Bar Coupled with UL Listed Stallion Engine. Suction and Discharge Pressure Gauges and Air Release Valve are included. | GMS 3500-61SL6-2G | 78900.3205 | 289958.6779
UL Electric Split Case 60Hz
Item of | LIFECO-UK Item Code | Supplier Item Code | Description |  | LIFECO-UK GP (USD) | LIFECO-UK GP (AED)
LIFECO-UK |  | 231007201254 | LIFECO-UK-UL Listed Split Case (GMS 150-25SH) Electric Motor Driven Skid Pump 150 GPM @ 7.86 Bar Coupled with UL Listed ODP Motor. Suction and Discharge Pressure Gauges, Air Release Valve and Casing Relief Valve are included. | GMS 150-25SH | 12851.3635 | 47228.7607
LIFECO-UK |  | 231007201255 | LIFECO-UK-UL Listed Split Case (GMS 150-25SH) Electric Motor Driven Skid Pump 150 GPM @ 8 Bar Coupled with UL Listed ODP Motor. Suction and Discharge Pressure Gauges, Air Release Valve and Casing Relief Valve are included. | GMS 150-25SH | 12851.3635 | 47228.7607
LIFECO-UK |  | 231007201256 | LIFECO-UK-UL Listed Split Case (GMS 150-25SH) Electric Motor Driven Skid Pump 150 GPM @ 9 Bar Coupled with UL Listed ODP Motor. Suction and Discharge Pressure Gauges, Air Release Valve and Casing Relief Valve are included. | GMS 150-25SH | 13683.7038 | 50287.6116
LIFECO-UK |  | 231007201257 | LIFECO-UK-UL Listed Split Case (GMS 150-25SH) Electric Motor Driven Skid Pump 150 GPM @ 10 Bar Coupled with UL Listed ODP Motor. Suction and Discharge Pressure Gauges, Air Release Valve and Casing Relief Valve are included. | GMS 150-25SH | 13683.7038 | 50287.6116
LIFECO-UK |  | 231007201258 | LIFECO-UK-UL Listed Split Case (GMS 150-25SH) Electric Motor Driven Skid Pump 150 GPM @ 11 Bar Coupled with UL Listed ODP Motor. Suction and Discharge Pressure Gauges, Air Release Valve and Casing Relief Valve are included. | GMS 150-25SH | 15491.1167 | 56929.8537
LIFECO-UK |  | 231007201259 | LIFECO-UK-UL Listed Split Case (GMS 150-25SH) Electric Motor Driven Skid Pump 150 GPM @ 12 Bar Coupled with UL Listed ODP Motor. Suction and Discharge Pressure Gauges, Air Release Valve and Casing Relief Valve are included. | GMS 150-25SH | 15491.1167 | 56929.8537
LIFECO-UK |  | 231007201260 | LIFECO-UK-UL Listed Split Case (GMS 150-25SH) Electric Motor Driven Skid Pump 150 GPM @ 13 Bar Coupled with UL Listed ODP Motor. Suction and Discharge Pressure Gauges, Air Release Valve and Casing Relief Valve are included. | GMS 150-25SH | 15491.1167 | 56929.8537
LIFECO-UK |  | 231007201261 | LIFECO-UK-UL Listed Split Case (GMS 150-25SH) Electric Motor Driven Skid Pump 150 GPM @ 14.34 Bar Coupled with UL Listed ODP Motor. Suction and Discharge Pressure Gauges, Air Release Valve and Casing Relief Valve are included. | GMS 150-25SH | 16428.7821 | 60375.774
LIFECO-UK |  | 231007201262 | LIFECO-UK-UL Listed Split Case (GMS 150-SN31SH) Electric Motor Driven Skid Pump 150 GPM @ 15.58 Bar Coupled with UL Listed ODP Motor. Suction and Discharge Pressure Gauges, Air Release Valve and Casing Relief Valve are included. | GMS 150-SN31SH | 15491.1167 | 56929.8537
LIFECO-UK |  | 231007201263 | LIFECO-UK-UL Listed Split Case (GMS 150-SN31SH) Electric Motor Driven Skid Pump 150 GPM @ 16 Bar Coupled with UL Listed ODP Motor. Suction and Discharge Pressure Gauges, Air Release Valve and Casing Relief Valve are included. | GMS 150-SN31SH | 15491.1167 | 56929.8537
LIFECO-UK |  | 231007201264 | LIFECO-UK-UL Listed Split Case (GMS 150-SN31SH) Electric Motor Driven Skid Pump 150 GPM @ 17 Bar Coupled with UL Listed ODP Motor. Suction and Discharge Pressure Gauges, Air Release Valve and Casing Relief Valve are included. | GMS 150-SN31SH | 16258.4936 | 59749.9639
LIFECO-UK |  | 231007201265 | LIFECO-UK-UL Listed Split Case (GMS 150-SN31SH) Electric Motor Driven Skid Pump 150 GPM @ 18 Bar Coupled with UL Listed ODP Motor. Suction and Discharge Pressure Gauges, Air Release Valve and Casing Relief Valve are included. | GMS 150-SN31SH | 16258.4936 | 59749.9639
LIFECO-UK |  | 231007201266 | LIFECO-UK-UL Listed Split Case (GMS 150-SN31SH) Electric Motor Driven Skid Pump 150 GPM @ 19 Bar Coupled with UL Listed ODP Motor. Suction and Discharge Pressure Gauges, Air Release Valve and Casing Relief Valve are included. | GMS 150-SN31SH | 22883.5256 | 84096.9567
LIFECO-UK |  | 231007201267 | LIFECO-UK-UL Listed Split Case (GMS 150-SN31SH) Electric Motor Driven Skid Pump 150 GPM @ 20 Bar Coupled with UL Listed ODP Motor. Suction and Discharge Pressure Gauges, Air Release Valve and Casing Relief Valve are included. | GMS 150-SN31SH | 22883.5256 | 84096.9567
LIFECO-UK |  | 231007201268 | LIFECO-UK-UL Listed Split Case (GMS 200-25SH) Electric Motor Driven Skid Pump 200 GPM @ 7.86 Bar Coupled with UL Listed ODP Motor. Suction and Discharge Pressure Gauges, Air Release Valve and Casing Relief Valve are included. | GMS 200-25SH | 12851.3635 | 47228.7607
LIFECO-UK |  | 231007201269 | LIFECO-UK-UL Listed Split Case (GMS 200-25SH) Electric Motor Driven Skid Pump 200 GPM @ 8 Bar Coupled with UL Listed ODP Motor. Suction and Discharge Pressure Gauges, Air Release Valve and Casing Relief Valve are included. | GMS 200-25SH | 12851.3635 | 47228.7607
LIFECO-UK |  | 231007201270 | LIFECO-UK-UL Listed Split Case (GMS 200-25SH) Electric Motor Driven Skid Pump 200 GPM @ 9 Bar Coupled with UL Listed ODP Motor. Suction and Discharge Pressure Gauges, Air Release Valve and Casing Relief Valve are included. | GMS 200-25SH | 13683.7038 | 50287.6116
LIFECO-UK |  | 231007201271 | LIFECO-UK-UL Listed Split Case (GMS 200-25SH) Electric Motor Driven Skid Pump 200 GPM @ 10 Bar Coupled with UL Listed ODP Motor. Suction and Discharge Pressure Gauges, Air Release Valve and Casing Relief Valve are included. | GMS 200-25SH | 13683.7038 | 50287.6116
LIFECO-UK |  | 231007201272 | LIFECO-UK-UL Listed Split Case (GMS 200-25SH) Electric Motor Driven Skid Pump 200 GPM @ 11 Bar Coupled with UL Listed ODP Motor. Suction and Discharge Pressure Gauges, Air Release Valve and Casing Relief Valve are included. | GMS 200-25SH | 15491.1167 | 56929.8537
LIFECO-UK |  | 231007201273 | LIFECO-UK-UL Listed Split Case (GMS 200-25SH) Electric Motor Driven Skid Pump 200 GPM @ 12 Bar Coupled with UL Listed ODP Motor. Suction and Discharge Pressure Gauges, Air Release Valve and Casing Relief Valve are included. | GMS 200-25SH | 15491.1167 | 56929.8537
LIFECO-UK |  | 231007201274 | LIFECO-UK-UL Listed Split Case (GMS 200-25SH) Electric Motor Driven Skid Pump 200 GPM @ 13 Bar Coupled with UL Listed ODP Motor. Suction and Discharge Pressure Gauges, Air Release Valve and Casing Relief Valve are included. | GMS 200-25SH | 15491.1167 | 56929.8537
LIFECO-UK |  | 231007201275 | LIFECO-UK-UL Listed Split Case (GMS 200-25SH) Electric Motor Driven Skid Pump 200 GPM @ 14.27 Bar Coupled with UL Listed ODP Motor. Suction and Discharge Pressure Gauges, Air Release Valve and Casing Relief Valve are included. | GMS 200-25SH | 16428.7821 | 60375.774
LIFECO-UK |  | 231007201276 | LIFECO-UK-UL Listed Split Case (GMS 200-SN31SH) Electric Motor Driven Skid Pump 200 GPM @ 15.58 Bar Coupled with UL Listed ODP Motor. Suction and Discharge Pressure Gauges, Air Release Valve and Casing Relief Valve are included. | GMS 200-SN31SH | 16258.4936 | 59749.9639
LIFECO-UK |  | 231007201277 | LIFECO-UK-UL Listed Split Case (GMS 200-SN31SH) Electric Motor Driven Skid Pump 200 GPM @ 16 Bar Coupled with UL Listed ODP Motor. Suction and Discharge Pressure Gauges, Air Release Valve and Casing Relief Valve are included. | GMS 200-SN31SH | 16258.4936 | 59749.9639
LIFECO-UK |  | 231007201278 | LIFECO-UK-UL Listed Split Case (GMS 200-SN31SH) Electric Motor Driven Skid Pump 200 GPM @ 17 Bar Coupled with UL Listed ODP Motor. Suction and Discharge Pressure Gauges, Air Release Valve and Casing Relief Valve are included. | GMS 200-SN31SH | 16258.4936 | 59749.9639
LIFECO-UK |  | 231007201279 | LIFECO-UK-UL Listed Split Case (GMS 200-SN31SH) Electric Motor Driven Skid Pump 200 GPM @ 18 Bar Coupled with UL Listed ODP Motor. Suction and Discharge Pressure Gauges, Air Release Valve and Casing Relief Valve are included. | GMS 200-SN31SH | 22883.5256 | 84096.9567
LIFECO-UK |  | 231007201280 | LIFECO-UK-UL Listed Split Case (GMS 200-SN31SH) Electric Motor Driven Skid Pump 200 GPM @ 19 Bar Coupled with UL Listed ODP Motor. Suction and Discharge Pressure Gauges, Air Release Valve and Casing Relief Valve are included. | GMS 200-SN31SH | 22883.5256 | 84096.9567
LIFECO-UK |  | 231007201281 | LIFECO-UK-UL Listed Split Case (GMS 200-SN31SH) Electric Motor Driven Skid Pump 200 GPM @ 20 Bar Coupled with UL Listed ODP Motor. Suction and Discharge Pressure Gauges, Air Release Valve and Casing Relief Valve are included. | GMS 200-SN31SH | 28178.2064 | 103554.9086
LIFECO-UK |  | 231007201282 | LIFECO-UK-UL Listed Split Case (GMS 250-25SH) Electric Motor Driven Skid Pump 250 GPM @ 7.86 Bar Coupled with UL Listed ODP Motor. Suction and Discharge Pressure Gauges, Air Release Valve and Casing Relief Valve are included. | GMS 250-25SH | 12851.3635 | 47228.7607
LIFECO-UK |  | 231007201283 | LIFECO-UK-UL Listed Split Case (GMS 250-25SH) Electric Motor Driven Skid Pump 250 GPM @ 8 Bar Coupled with UL Listed ODP Motor. Suction and Discharge Pressure Gauges, Air Release Valve and Casing Relief Valve are included. | GMS 250-25SH | 12851.3635 | 47228.7607
LIFECO-UK |  | 231007201284 | LIFECO-UK-UL Listed Split Case (GMS 250-25SH) Electric Motor Driven Skid Pump 250 GPM @ 9 Bar Coupled with UL Listed ODP Motor. Suction and Discharge Pressure Gauges, Air Release Valve and Casing Relief Valve are included. | GMS 250-25SH | 13683.7038 | 50287.6116
LIFECO-UK |  | 231007201285 | LIFECO-UK-UL Listed Split Case (GMS 250-25SH) Electric Motor Driven Skid Pump 250 GPM @ 10 Bar Coupled with UL Listed ODP Motor. Suction and Discharge Pressure Gauges, Air Release Valve and Casing Relief Valve are included. | GMS 250-25SH | 13683.7038 | 50287.6116
LIFECO-UK |  | 231007201286 | LIFECO-UK-UL Listed Split Case (GMS 250-25SH) Electric Motor Driven Skid Pump 250 GPM @ 11 Bar Coupled with UL Listed ODP Motor. Suction and Discharge Pressure Gauges, Air Release Valve and Casing Relief Valve are included. | GMS 250-25SH | 15491.1167 | 56929.8537
LIFECO-UK |  | 231007201287 | LIFECO-UK-UL Listed Split Case (GMS 250-25SH) Electric Motor Driven Skid Pump 250 GPM @ 12 Bar Coupled with UL Listed ODP Motor. Suction and Discharge Pressure Gauges, Air Release Valve and Casing Relief Valve are included. | GMS 250-25SH | 15491.1167 | 56929.8537
LIFECO-UK |  | 231007201288 | LIFECO-UK-UL Listed Split Case (GMS 250-25SH) Electric Motor Driven Skid Pump 250 GPM @ 13 Bar Coupled with UL Listed ODP Motor. Suction and Discharge Pressure Gauges, Air Release Valve and Casing Relief Valve are included. | GMS 250-25SH | 16299.0385 | 59898.9663
LIFECO-UK |  | 231007201289 | LIFECO-UK-UL Listed Split Case (GMS 250-25SH) Electric Motor Driven Skid Pump 250 GPM @ 14.27 Bar Coupled with UL Listed ODP Motor. Suction and Discharge Pressure Gauges, Air Release Valve and Casing Relief Valve are included. | GMS 250-25SH | 16428.7821 | 60375.774
LIFECO-UK |  | 231007201290 | LIFECO-UK-UL Listed Split Case (GMS 250-SN31SH) Electric Motor Driven Skid Pump 250 GPM @ 15.59 Bar Coupled with UL Listed ODP Motor. Suction and Discharge Pressure Gauges, Air Release Valve and Casing Relief Valve are included. | GMS 250-SN31SH | 16258.4936 | 59749.9639
LIFECO-UK |  | 231007201291 | LIFECO-UK-UL Listed Split Case (GMS 250-SN31SH) Electric Motor Driven Skid Pump 250 GPM @ 16 Bar Coupled with UL Listed ODP Motor. Suction and Discharge Pressure Gauges, Air Release Valve and Casing Relief Valve are included. | GMS 250-SN31SH | 16258.4936 | 59749.9639
LIFECO-UK |  | 231007201292 | LIFECO-UK-UL Listed Split Case (GMS 250-SN31SH) Electric Motor Driven Skid Pump 250 GPM @ 17 Bar Coupled with UL Listed ODP Motor. Suction and Discharge Pressure Gauges, Air Release Valve and Casing Relief Valve are included. | GMS 250-SN31SH | 22883.5256 | 84096.9567
LIFECO-UK |  | 231007201293 | LIFECO-UK-UL Listed Split Case (GMS 250-SN31SH) Electric Motor Driven Skid Pump 250 GPM @ 18 Bar Coupled with UL Listed ODP Motor. Suction and Discharge Pressure Gauges, Air Release Valve and Casing Relief Valve are included. | GMS 250-SN31SH | 22883.5256 | 84096.9567
LIFECO-UK |  | 231007201294 | LIFECO-UK-UL Listed Split Case (GMS 250-SN31SH) Electric Motor Driven Skid Pump 250 GPM @ 19 Bar Coupled with UL Listed ODP Motor. Suction and Discharge Pressure Gauges, Air Release Valve and Casing Relief Valve are included. | GMS 250-SN31SH | 28178.2064 | 103554.9086
LIFECO-UK |  | 231007201295 | LIFECO-UK-UL Listed Split Case (GMS 250-SN31SH) Electric Motor Driven Skid Pump 250 GPM @ 20 Bar Coupled with UL Listed ODP Motor. Suction and Discharge Pressure Gauges, Air Release Valve and Casing Relief Valve are included. | GMS 250-SN31SH | 28178.2064 | 103554.9086
LIFECO-UK |  | 231007201296 | LIFECO-UK-UL Listed Split Case (GMS 300-25SH) Electric Motor Driven Skid Pump 300 GPM @ 7.86 Bar Coupled with UL Listed ODP Motor. Suction and Discharge Pressure Gauges, Air Release Valve and Casing Relief Valve are included. | GMS 300-25SH | 13683.7038 | 50287.6116
LIFECO-UK |  | 231007201297 | LIFECO-UK-UL Listed Split Case (GMS 300-25SH) Electric Motor Driven Skid Pump 300 GPM @ 8 Bar Coupled with UL Listed ODP Motor. Suction and Discharge Pressure Gauges, Air Release Valve and Casing Relief Valve are included. | GMS 300-25SH | 13683.7038 | 50287.6116
LIFECO-UK |  | 231007201298 | LIFECO-UK-UL Listed Split Case (GMS 300-25SH) Electric Motor Driven Skid Pump 300 GPM @ 9 Bar Coupled with UL Listed ODP Motor. Suction and Discharge Pressure Gauges, Air Release Valve and Casing Relief Valve are included. | GMS 300-25SH | 13683.7038 | 50287.6116
LIFECO-UK |  | 231007201299 | LIFECO-UK-UL Listed Split Case (GMS 300-25SH) Electric Motor Driven Skid Pump 300 GPM @ 10 Bar Coupled with UL Listed ODP Motor. Suction and Discharge Pressure Gauges, Air Release Valve and Casing Relief Valve are included. | GMS 300-25SH | 15491.1167 | 56929.8537
LIFECO-UK |  | 231007201300 | LIFECO-UK-UL Listed Split Case (GMS 300-25SH) Electric Motor Driven Skid Pump 300 GPM @ 11 Bar Coupled with UL Listed ODP Motor. Suction and Discharge Pressure Gauges, Air Release Valve and Casing Relief Valve are included. | GMS 300-25SH | 15491.1167 | 56929.8537
LIFECO-UK |  | 231007201301 | LIFECO-UK-UL Listed Split Case (GMS 300-25SH) Electric Motor Driven Skid Pump 300 GPM @ 12 Bar Coupled with UL Listed ODP Motor. Suction and Discharge Pressure Gauges, Air Release Valve and Casing Relief Valve are included. | GMS 300-25SH | 15491.1167 | 56929.8537
LIFECO-UK |  | 231007201302 | LIFECO-UK-UL Listed Split Case (GMS 300-25SH) Electric Motor Driven Skid Pump 300 GPM @ 13 Bar Coupled with UL Listed ODP Motor. Suction and Discharge Pressure Gauges, Air Release Valve and Casing Relief Valve are included. | GMS 300-25SH | 16299.0385 | 59898.9663
LIFECO-UK |  | 231007201303 | LIFECO-UK-UL Listed Split Case (GMS 300-25SH) Electric Motor Driven Skid Pump 300 GPM @ 14.21 Bar Coupled with UL Listed ODP Motor. Suction and Discharge Pressure Gauges, Air Release Valve and Casing Relief Valve are included. | GMS 300-25SH | 16428.7821 | 60375.774
LIFECO-UK |  | 231007201304 | LIFECO-UK-UL Listed Split Case (GMS 300-SN31SH) Electric Motor Driven Skid Pump 300 GPM @ 15.58 Bar Coupled with UL Listed ODP Motor. Suction and Discharge Pressure Gauges, Air Release Valve and Casing Relief Valve are included. | GMS 300-SN31SH | 16258.4936 | 59749.9639
LIFECO-UK |  | 231007201305 | LIFECO-UK-UL Listed Split Case (GMS 300-SN31SH) Electric Motor Driven Skid Pump 300 GPM @ 16 Bar Coupled with UL Listed ODP Motor. Suction and Discharge Pressure Gauges, Air Release Valve and Casing Relief Valve are included. | GMS 300-SN31SH | 16258.4936 | 59749.9639
LIFECO-UK |  | 231007201306 | LIFECO-UK-UL Listed Split Case (GMS 300-SN31SH) Electric Motor Driven Skid Pump 300 GPM @ 17 Bar Coupled with UL Listed ODP Motor. Suction and Discharge Pressure Gauges, Air Release Valve and Casing Relief Valve are included. | GMS 300-SN31SH | 22883.5256 | 84096.9567
LIFECO-UK |  | 231007201307 | LIFECO-UK-UL Listed Split Case (GMS 300-SN31SH) Electric Motor Driven Skid Pump 300 GPM @ 18 Bar Coupled with UL Listed ODP Motor. Suction and Discharge Pressure Gauges, Air Release Valve and Casing Relief Valve are included. | GMS 300-SN31SH | 22883.5256 | 84096.9567
LIFECO-UK |  | 231007201308 | LIFECO-UK-UL Listed Split Case (GMS 300-SN31SH) Electric Motor Driven Skid Pump 300 GPM @ 19 Bar Coupled with UL Listed ODP Motor. Suction and Discharge Pressure Gauges, Air Release Valve and Casing Relief Valve are included. | GMS 300-SN31SH | 28178.2064 | 103554.9086
LIFECO-UK |  | 231007201309 | LIFECO-UK-UL Listed Split Case (GMS 300-SN31SH) Electric Motor Driven Skid Pump 300 GPM @ 20 Bar Coupled with UL Listed ODP Motor. Suction and Discharge Pressure Gauges, Air Release Valve and Casing Relief Valve are included. | GMS 300-SN31SH | 28178.2064 | 103554.9086
LIFECO-UK |  | 231007201310 | LIFECO-UK-UL Listed Split Case (GMS 400-25SH) Electric Motor Driven Skid Pump 400 GPM @ 7.86 Bar Coupled with UL Listed ODP Motor. Suction and Discharge Pressure Gauges, Air Release Valve and Casing Relief Valve are included. | GMS 400-25SH | 13683.7038 | 50287.6116
LIFECO-UK |  | 231007201311 | LIFECO-UK-UL Listed Split Case (GMS 400-25SH) Electric Motor Driven Skid Pump 400 GPM @ 8 Bar Coupled with UL Listed ODP Motor. Suction and Discharge Pressure Gauges, Air Release Valve and Casing Relief Valve are included. | GMS 400-25SH | 13683.7038 | 50287.6116
LIFECO-UK |  | 231007201312 | LIFECO-UK-UL Listed Split Case (GMS 400-25SH) Electric Motor Driven Skid Pump 400 GPM @ 9 Bar Coupled with UL Listed ODP Motor. Suction and Discharge Pressure Gauges, Air Release Valve and Casing Relief Valve are included. | GMS 400-25SH | 15491.1167 | 56929.8537
LIFECO-UK |  | 231007201313 | LIFECO-UK-UL Listed Split Case (GMS 400-25SH) Electric Motor Driven Skid Pump 400 GPM @ 10 Bar Coupled with UL Listed ODP Motor. Suction and Discharge Pressure Gauges, Air Release Valve and Casing Relief Valve are included. | GMS 400-25SH | 15491.1167 | 56929.8537
LIFECO-UK |  | 231007201314 | LIFECO-UK-UL Listed Split Case (GMS 400-25SH) Electric Motor Driven Skid Pump 400 GPM @ 11 Bar Coupled with UL Listed ODP Motor. Suction and Discharge Pressure Gauges, Air Release Valve and Casing Relief Valve are included. | GMS 400-25SH | 16299.0385 | 59898.9663
LIFECO-UK |  | 231007201315 | LIFECO-UK-UL Listed Split Case (GMS 400-25SH) Electric Motor Driven Skid Pump 400 GPM @ 12 Bar Coupled with UL Listed ODP Motor. Suction and Discharge Pressure Gauges, Air Release Valve and Casing Relief Valve are included. | GMS 400-25SH | 16299.0385 | 59898.9663
LIFECO-UK |  | 231007201316 | LIFECO-UK-UL Listed Split Case (GMS 400-25SH) Electric Motor Driven Skid Pump 400 GPM @ 13 Bar Coupled with UL Listed ODP Motor. Suction and Discharge Pressure Gauges, Air Release Valve and Casing Relief Valve are included. | GMS 400-25SH | 16299.0385 | 59898.9663
LIFECO-UK |  | 231007201317 | LIFECO-UK-UL Listed Split Case (GMS 400-25SH) Electric Motor Driven Skid Pump 400 GPM @ 14.2 Bar Coupled with UL Listed ODP Motor. Suction and Discharge Pressure Gauges, Air Release Valve and Casing Relief Valve are included. | GMS 400-25SH | 22883.5256 | 84096.9567
LIFECO-UK |  | 231007201318 | LIFECO-UK-UL Listed Split Case (GMS 400-SN31SH) Electric Motor Driven Skid Pump 400 GPM @ 15.51 Bar Coupled with UL Listed ODP Motor. Suction and Discharge Pressure Gauges, Air Release Valve and Casing Relief Valve are included. | GMS 400-SN31SH | 22883.5256 | 84096.9567
LIFECO-UK |  | 231007201319 | LIFECO-UK-UL Listed Split Case (GMS 400-SN31SH) Electric Motor Driven Skid Pump 400 GPM @ 16 Bar Coupled with UL Listed ODP Motor. Suction and Discharge Pressure Gauges, Air Release Valve and Casing Relief Valve are included. | GMS 400-SN31SH | 22883.5256 | 84096.9567
LIFECO-UK |  | 231007201320 | LIFECO-UK-UL Listed Split Case (GMS 400-SN31SH) Electric Motor Driven Skid Pump 400 GPM @ 17 Bar Coupled with UL Listed ODP Motor. Suction and Discharge Pressure Gauges, Air Release Valve and Casing Relief Valve are included. | GMS 400-SN31SH | 22883.5256 | 84096.9567
LIFECO-UK |  | 231007201321 | LIFECO-UK-UL Listed Split Case (GMS 400-SN31SH) Electric Motor Driven Skid Pump 400 GPM @ 18 Bar Coupled with UL Listed ODP Motor. Suction and Discharge Pressure Gauges, Air Release Valve and Casing Relief Valve are included. | GMS 400-SN31SH | 28178.2064 | 103554.9086
LIFECO-UK |  | 231007201322 | LIFECO-UK-UL Listed Split Case (GMS 400-SN31SH) Electric Motor Driven Skid Pump 400 GPM @ 19 Bar Coupled with UL Listed ODP Motor. Suction and Discharge Pressure Gauges, Air Release Valve and Casing Relief Valve are included. | GMS 400-SN31SH | 28178.2064 | 103554.9086
LIFECO-UK |  | 231007201323 | LIFECO-UK-UL Listed Split Case (GMS 400-SN31SH) Electric Motor Driven Skid Pump 400 GPM @ 20 Bar Coupled with UL Listed ODP Motor. Suction and Discharge Pressure Gauges, Air Release Valve and Casing Relief Valve are included. | GMS 400-SN31SH | 28178.2064 | 103554.9086
LIFECO-UK |  | 231007201324 | LIFECO-UK-UL Listed Split Case (GMS 450-25SH) Electric Motor Driven Skid Pump 450 GPM @ 7.86 Bar Coupled with UL Listed ODP Motor. Suction and Discharge Pressure Gauges, Air Release Valve and Casing Relief Valve are included. | GMS 450-25SH | 13683.7038 | 50287.6116
LIFECO-UK |  | 231007201325 | LIFECO-UK-UL Listed Split Case (GMS 450-25SH) Electric Motor Driven Skid Pump 450 GPM @ 8 Bar Coupled with UL Listed ODP Motor. Suction and Discharge Pressure Gauges, Air Release Valve and Casing Relief Valve are included. | GMS 450-25SH | 13683.7038 | 50287.6116
LIFECO-UK |  | 231007201326 | LIFECO-UK-UL Listed Split Case (GMS 450-25SH) Electric Motor Driven Skid Pump 450 GPM @ 9 Bar Coupled with UL Listed ODP Motor. Suction and Discharge Pressure Gauges, Air Release Valve and Casing Relief Valve are included. | GMS 450-25SH | 15491.1167 | 56929.8537
LIFECO-UK |  | 231007201327 | LIFECO-UK-UL Listed Split Case (GMS 450-25SH) Electric Motor Driven Skid Pump 450 GPM @ 10 Bar Coupled with UL Listed ODP Motor. Suction and Discharge Pressure Gauges, Air Release Valve and Casing Relief Valve are included. | GMS 450-25SH | 15491.1167 | 56929.8537
LIFECO-UK |  | 231007201328 | LIFECO-UK-UL Listed Split Case (GMS 450-25SH) Electric Motor Driven Skid Pump 450 GPM @ 11 Bar Coupled with UL Listed ODP Motor. Suction and Discharge Pressure Gauges, Air Release Valve and Casing Relief Valve are included. | GMS 450-25SH | 16299.0385 | 59898.9663
LIFECO-UK |  | 231007201329 | LIFECO-UK-UL Listed Split Case (GMS 450-25SH) Electric Motor Driven Skid Pump 450 GPM @ 12 Bar Coupled with UL Listed ODP Motor. Suction and Discharge Pressure Gauges, Air Release Valve and Casing Relief Valve are included. | GMS 450-25SH | 16299.0385 | 59898.9663
LIFECO-UK |  | 231007201330 | LIFECO-UK-UL Listed Split Case (GMS 450-25SH) Electric Motor Driven Skid Pump 450 GPM @ 13 Bar Coupled with UL Listed ODP Motor. Suction and Discharge Pressure Gauges, Air Release Valve and Casing Relief Valve are included. | GMS 450-25SH | 16299.0385 | 59898.9663
LIFECO-UK |  | 231007201331 | LIFECO-UK-UL Listed Split Case (GMS 450-25SH) Electric Motor Driven Skid Pump 450 GPM @ 14.2 Bar Coupled with UL Listed ODP Motor. Suction and Discharge Pressure Gauges, Air Release Valve and Casing Relief Valve are included. | GMS 450-25SH | 22883.5256 | 84096.9567
LIFECO-UK |  | 231007201332 | LIFECO-UK-UL Listed Split Case (GMS 450-SN31SH) Electric Motor Driven Skid Pump 450 GPM @ 15.4 Bar Coupled with UL Listed ODP Motor. Suction and Discharge Pressure Gauges, Air Release Valve and Casing Relief Valve are included. | GMS 450-SN31SH | 22883.5256 | 84096.9567
LIFECO-UK |  | 231007201333 | LIFECO-UK-UL Listed Split Case (GMS 450-SN31SH) Electric Motor Driven Skid Pump 450 GPM @ 16 Bar Coupled with UL Listed ODP Motor. Suction and Discharge Pressure Gauges, Air Release Valve and Casing Relief Valve are included. | GMS 450-SN31SH | 22883.5256 | 84096.9567
LIFECO-UK |  | 231007201334 | LIFECO-UK-UL Listed Split Case (GMS 450-SN31SH) Electric Motor Driven Skid Pump 450 GPM @ 17 Bar Coupled with UL Listed ODP Motor. Suction and Discharge Pressure Gauges, Air Release Valve and Casing Relief Valve are included. | GMS 450-SN31SH | 22883.5256 | 84096.9567
LIFECO-UK |  | 231007201335 | LIFECO-UK-UL Listed Split Case (GMS 450-SN31SH) Electric Motor Driven Skid Pump 450 GPM @ 18 Bar Coupled with UL Listed ODP Motor. Suction and Discharge Pressure Gauges, Air Release Valve and Casing Relief Valve are included. | GMS 450-SN31SH | 28178.2064 | 103554.9086
LIFECO-UK |  | 231007201336 | LIFECO-UK-UL Listed Split Case (GMS 450-SN31SH) Electric Motor Driven Skid Pump 450 GPM @ 19 Bar Coupled with UL Listed ODP Motor. Suction and Discharge Pressure Gauges, Air Release Valve and Casing Relief Valve are included. | GMS 450-SN31SH | 28178.2064 | 103554.9086
LIFECO-UK |  | 231007201337 | LIFECO-UK-UL Listed Split Case (GMS 450-SN31SH) Electric Motor Driven Skid Pump 450 GPM @ 20 Bar Coupled with UL Listed ODP Motor. Suction and Discharge Pressure Gauges, Air Release Valve and Casing Relief Valve are included. | GMS 450-SN31SH | 28178.2064 | 103554.9086
LIFECO-UK |  | 231007201338 | LIFECO-UK-UL Listed Split Case (GMS 500-25SH) Electric Motor Driven Skid Pump 500 GPM @ 7.79 Bar Coupled with UL Listed ODP Motor. Suction and Discharge Pressure Gauges, Air Release Valve and Casing Relief Valve are included. | GMS 500-25SH | 13683.7038 | 50287.6116
LIFECO-UK |  | 231007201339 | LIFECO-UK-UL Listed Split Case (GMS 500-25SH) Electric Motor Driven Skid Pump 500 GPM @ 9 Bar Coupled with UL Listed ODP Motor. Suction and Discharge Pressure Gauges, Air Release Valve and Casing Relief Valve are included. | GMS 500-25SH | 15491.1167 | 56929.8537
LIFECO-UK |  | 231007201340 | LIFECO-UK-UL Listed Split Case (GMS 500-25SH) Electric Motor Driven Skid Pump 500 GPM @ 10 Bar Coupled with UL Listed ODP Motor. Suction and Discharge Pressure Gauges, Air Release Valve and Casing Relief Valve are included. | GMS 500-25SH | 15491.1167 | 56929.8537
LIFECO-UK |  | 231007201341 | LIFECO-UK-UL Listed Split Case (GMS 500-25SH) Electric Motor Driven Skid Pump 500 GPM @ 11 Bar Coupled with UL Listed ODP Motor. Suction and Discharge Pressure Gauges, Air Release Valve and Casing Relief Valve are included. | GMS 500-25SH | 16299.0385 | 59898.9663
LIFECO-UK |  | 231007201342 | LIFECO-UK-UL Listed Split Case (GMS 500-25SH) Electric Motor Driven Skid Pump 500 GPM @ 12 Bar Coupled with UL Listed ODP Motor. Suction and Discharge Pressure Gauges, Air Release Valve and Casing Relief Valve are included. | GMS 500-25SH | 16299.0385 | 59898.9663
LIFECO-UK |  | 231007201343 | LIFECO-UK-UL Listed Split Case (GMS 500-25SH) Electric Motor Driven Skid Pump 500 GPM @ 13 Bar Coupled with UL Listed ODP Motor. Suction and Discharge Pressure Gauges, Air Release Valve and Casing Relief Valve are included. | GMS 500-25SH | 22883.5256 | 84096.9567
LIFECO-UK |  | 231007201344 | LIFECO-UK-UL Listed Split Case (GMS 500-25SH) Electric Motor Driven Skid Pump 500 GPM @ 14.13 Bar Coupled with UL Listed ODP Motor. Suction and Discharge Pressure Gauges, Air Release Valve and Casing Relief Valve are included. | GMS 500-25SH | 22883.5256 | 84096.9567
LIFECO-UK |  | 231007201345 | LIFECO-UK-UL Listed Split Case (GMS 500-25SH) Electric Motor Driven Skid Pump 500 GPM @ 14.96 Bar Coupled with UL Listed ODP Motor. Suction and Discharge Pressure Gauges, Air Release Valve and Casing Relief Valve are included. | GMS 500-25SH | 22883.5256 | 84096.9567
LIFECO-UK |  | 231007201346 | LIFECO-UK-UL Listed Split Case (GMS 500-SN31SH) Electric Motor Driven Skid Pump 500 GPM @ 15.44 Bar Coupled with UL Listed ODP Motor. Suction and Discharge Pressure Gauges, Air Release Valve and Casing Relief Valve are included. | GMS 500-SN31SH | 22883.5256 | 84096.9567
LIFECO-UK |  | 231007201347 | LIFECO-UK-UL Listed Split Case (GMS 500-SN31SH) Electric Motor Driven Skid Pump 500 GPM @ 16 Bar Coupled with UL Listed ODP Motor. Suction and Discharge Pressure Gauges, Air Release Valve and Casing Relief Valve are included. | GMS 500-SN31SH | 22883.5256 | 84096.9567
LIFECO-UK |  | 231007201348 | LIFECO-UK-UL Listed Split Case (GMS 500-SN31SH) Electric Motor Driven Skid Pump 500 GPM @ 17 Bar Coupled with UL Listed ODP Motor. Suction and Discharge Pressure Gauges, Air Release Valve and Casing Relief Valve are included. | GMS 500-SN31SH | 22883.5256 | 84096.9567
LIFECO-UK |  | 231007201349 | LIFECO-UK-UL Listed Split Case (GMS 500-SN31SH) Electric Motor Driven Skid Pump 500 GPM @ 18 Bar Coupled with UL Listed ODP Motor. Suction and Discharge Pressure Gauges, Air Release Valve and Casing Relief Valve are included. | GMS 500-SN31SH | 28178.2064 | 103554.9086
LIFECO-UK |  | 231007201350 | LIFECO-UK-UL Listed Split Case (GMS 500-SN31SH) Electric Motor Driven Skid Pump 500 GPM @ 19 Bar Coupled with UL Listed ODP Motor. Suction and Discharge Pressure Gauges, Air Release Valve and Casing Relief Valve are included. | GMS 500-SN31SH | 28178.2064 | 103554.9086
LIFECO-UK |  | 231007201351 | LIFECO-UK-UL Listed Split Case (GMS 500-SN31SH) Electric Motor Driven Skid Pump 500 GPM @ 20 Bar Coupled with UL Listed ODP Motor. Suction and Discharge Pressure Gauges, Air Release Valve and Casing Relief Valve are included. | GMS 500-SN31SH | 28178.2064 | 103554.9086
LIFECO-UK |  | 231007201352 | LIFECO-UK-UL Listed Split Case (GMS 750-25SH) Electric Motor Driven Skid Pump 750 GPM @ 7.31 Bar Coupled with UL Listed ODP Motor. Suction and Discharge Pressure Gauges, Air Release Valve and Casing Relief Valve are included. | GMS 750-25SH | 13947.4359 | 51256.8269
LIFECO-UK |  | 231007201353 | LIFECO-UK-UL Listed Split Case (GMS 750-25SH) Electric Motor Driven Skid Pump 750 GPM @ 8 Bar Coupled with UL Listed ODP Motor. Suction and Discharge Pressure Gauges, Air Release Valve and Casing Relief Valve are included. | GMS 750-25SH | 15718.1186 | 57764.0858
LIFECO-UK |  | 231007201354 | LIFECO-UK-UL Listed Split Case (GMS 750-25SH) Electric Motor Driven Skid Pump 750 GPM @ 9 Bar Coupled with UL Listed ODP Motor. Suction and Discharge Pressure Gauges, Air Release Valve and Casing Relief Valve are included. | GMS 750-25SH | 15718.1186 | 57764.0858
LIFECO-UK |  | 231007201355 | LIFECO-UK-UL Listed Split Case (GMS 750-25SH) Electric Motor Driven Skid Pump 750 GPM @ 10 Bar Coupled with UL Listed ODP Motor. Suction and Discharge Pressure Gauges, Air Release Valve and Casing Relief Valve are included. | GMS 750-25SH | 16299.0385 | 59898.9663
LIFECO-UK |  | 231007201356 | LIFECO-UK-UL Listed Split Case (GMS 750-25SH) Electric Motor Driven Skid Pump 750 GPM @ 11 Bar Coupled with UL Listed ODP Motor. Suction and Discharge Pressure Gauges, Air Release Valve and Casing Relief Valve are included. | GMS 750-25SH | 22883.5256 | 84096.9567
LIFECO-UK |  | 231007201357 | LIFECO-UK-UL Listed Split Case (GMS 750-25SH) Electric Motor Driven Skid Pump 750 GPM @ 12 Bar Coupled with UL Listed ODP Motor. Suction and Discharge Pressure Gauges, Air Release Valve and Casing Relief Valve are included. | GMS 750-25SH | 22883.5256 | 84096.9567
LIFECO-UK |  | 231007201358 | LIFECO-UK-UL Listed Split Case (GMS 750-25SH) Electric Motor Driven Skid Pump 750 GPM @ 13 Bar Coupled with UL Listed ODP Motor. Suction and Discharge Pressure Gauges, Air Release Valve and Casing Relief Valve are included. | GMS 750-25SH | 28178.2064 | 103554.9086
LIFECO-UK |  | 231007201359 | LIFECO-UK-UL Listed Split Case (GMS 750-25SH) Electric Motor Driven Skid Pump 750 GPM @ 14 Bar Coupled with UL Listed ODP Motor. Suction and Discharge Pressure Gauges, Air Release Valve and Casing Relief Valve are included. | GMS 750-25SH | 28178.2064 | 103554.9086
LIFECO-UK |  | 231007201360 | LIFECO-UK-UL Listed Split Case (GMS 750-SN31SH) Electric Motor Driven Skid Pump 750 GPM @ 15.03 Bar Coupled with UL Listed ODP Motor. Suction and Discharge Pressure Gauges, Air Release Valve and Casing Relief Valve are included. | GMS 750-SN31SH | 28178.2064 | 103554.9086
LIFECO-UK |  | 231007201361 | LIFECO-UK-UL Listed Split Case (GMS 750-SN31SH) Electric Motor Driven Skid Pump 750 GPM @ 16 Bar Coupled with UL Listed ODP Motor. Suction and Discharge Pressure Gauges, Air Release Valve and Casing Relief Valve are included. | GMS 750-SN31SH | 28178.2064 | 103554.9086
LIFECO-UK |  | 231007201362 | LIFECO-UK-UL Listed Split Case (GMS 750-SN31SH) Electric Motor Driven Skid Pump 750 GPM @ 17 Bar Coupled with UL Listed ODP Motor. Suction and Discharge Pressure Gauges, Air Release Valve and Casing Relief Valve are included. | GMS 750-SN31SH | 28178.2064 | 103554.9086
LIFECO-UK |  | 231007201363 | LIFECO-UK-UL Listed Split Case (GMS 750-SN31SH) Electric Motor Driven Skid Pump 750 GPM @ 18 Bar Coupled with UL Listed ODP Motor. Suction and Discharge Pressure Gauges, Air Release Valve and Casing Relief Valve are included. | GMS 750-SN31SH | 28681.5375 | 105404.6503
LIFECO-UK |  | 231007201364 | LIFECO-UK-UL Listed Split Case (GMS 750-SN31SH) Electric Motor Driven Skid Pump 750 GPM @ 19 Bar Coupled with UL Listed ODP Motor. Suction and Discharge Pressure Gauges, Air Release Valve and Casing Relief Valve are included. | GMS 750-SN31SH | 28681.5375 | 105404.6503
LIFECO-UK |  | 231007201365 | LIFECO-UK-UL Listed Split Case (GMS 750-SN31SH) Electric Motor Driven Skid Pump 750 GPM @ 20 Bar Coupled with UL Listed ODP Motor. Suction and Discharge Pressure Gauges, Air Release Valve and Casing Relief Valve are included. | GMS 750-SN31SH | 28681.5375 | 105404.6503
LIFECO-UK |  | 231007201366 | LIFECO-UK-UL Listed Split Case (GMS 1000-12SH) Electric Motor Driven Skid Pump 1000 GPM @ 10.07 Bar Coupled with UL Listed ODP Motor. Suction and Discharge Pressure Gauges, Air Release Valve and Casing Relief Valve are included. | GMS 1000-12SH | 24367.4679 | 89550.4447
LIFECO-UK |  | 231007201367 | LIFECO-UK-UL Listed Split Case (GMS 1000-12SH) Electric Motor Driven Skid Pump 1000 GPM @ 11 Bar Coupled with UL Listed ODP Motor. Suction and Discharge Pressure Gauges, Air Release Valve and Casing Relief Valve are included. | GMS 1000-12SH | 24367.4679 | 89550.4447
LIFECO-UK |  | 231007201368 | LIFECO-UK-UL Listed Split Case (GMS 1000-12SH) Electric Motor Driven Skid Pump 1000 GPM @ 12 Bar Coupled with UL Listed ODP Motor. Suction and Discharge Pressure Gauges, Air Release Valve and Casing Relief Valve are included. | GMS 1000-12SH | 24367.4679 | 89550.4447
LIFECO-UK |  | 231007201369 | LIFECO-UK-UL Listed Split Case (GMS 1000-EL31SH) Electric Motor Driven Skid Pump 1000 GPM @ 13 Bar Coupled with UL Listed ODP Motor. Suction and Discharge Pressure Gauges, Air Release Valve and Casing Relief Valve are included. | GMS 1000-EL31SH | 25602.5 | 94089.1875
LIFECO-UK |  | 231007201370 | LIFECO-UK-UL Listed Split Case (GMS 1000-EL31SH) Electric Motor Driven Skid Pump 1000 GPM @ 14 Bar Coupled with UL Listed ODP Motor. Suction and Discharge Pressure Gauges, Air Release Valve and Casing Relief Valve are included. | GMS 1000-EL31SH | 26549.4237 | 97569.1322
LIFECO-UK |  | 231007201371 | LIFECO-UK-UL Listed Split Case (GMS 1000-EL31SH) Electric Motor Driven Skid Pump 1000 GPM @ 15 Bar Coupled with UL Listed ODP Motor. Suction and Discharge Pressure Gauges, Air Release Valve and Casing Relief Valve are included. | GMS 1000-EL31SH | 26549.4237 | 97569.1322
LIFECO-UK |  | 231007201372 | LIFECO-UK-UL Listed Split Case (GMS 1000-EL31SH) Electric Motor Driven Skid Pump 1000 GPM @ 16 Bar Coupled with UL Listed ODP Motor. Suction and Discharge Pressure Gauges, Air Release Valve and Casing Relief Valve are included. | GMS 1000-EL31SH | 26549.4237 | 97569.1322
LIFECO-UK |  | 231007201373 | LIFECO-UK-UL Listed Split Case (GMS 1000-EL31SH) Electric Motor Driven Skid Pump 1000 GPM @ 17 Bar Coupled with UL Listed ODP Motor. Suction and Discharge Pressure Gauges, Air Release Valve and Casing Relief Valve are included. | GMS 1000-EL31SH | 36936.3782 | 135741.1899
LIFECO-UK |  | 231007201374 | LIFECO-UK-UL Listed Split Case (GMS 1000-EL31SH) Electric Motor Driven Skid Pump 1000 GPM @ 18 Bar Coupled with UL Listed ODP Motor. Suction and Discharge Pressure Gauges, Air Release Valve and Casing Relief Valve are included. | GMS 1000-EL31SH | 36936.3782 | 135741.1899
LIFECO-UK |  | 231007201375 | LIFECO-UK-UL Listed Split Case (GMS 1000-EL31SH) Electric Motor Driven Skid Pump 1000 GPM @ 19 Bar Coupled with UL Listed ODP Motor. Suction and Discharge Pressure Gauges, Air Release Valve and Casing Relief Valve are included. | GMS 1000-EL31SH | 36936.3782 | 135741.1899
LIFECO-UK |  | 231007201376 | LIFECO-UK-UL Listed Split Case (GMS 1000-EL31SH) Electric Motor Driven Skid Pump 1000 GPM @ 20 Bar Coupled with UL Listed ODP Motor. Suction and Discharge Pressure Gauges, Air Release Valve and Casing Relief Valve are included. | GMS 1000-EL31SH | 39490.7051 | 145128.3413
LIFECO-UK |  | 231007201377 | LIFECO-UK-UL Listed Split Case (GMS 1250-15SH) Electric Motor Driven Skid Pump 1250 GPM @ 10.34 Bar Coupled with UL Listed ODP Motor. Suction and Discharge Pressure Gauges, Air Release Valve and Casing Relief Valve are included. | GMS 1250-15SH | 38679.8077 | 142148.2933
LIFECO-UK |  | 231007201378 | LIFECO-UK-UL Listed Split Case (GMS 1250-15SH) Electric Motor Driven Skid Pump 1250 GPM @ 11 Bar Coupled with UL Listed ODP Motor. Suction and Discharge Pressure Gauges, Air Release Valve and Casing Relief Valve are included. | GMS 1250-15SH | 38679.8077 | 142148.2933
LIFECO-UK |  | 231007201379 | LIFECO-UK-UL Listed Split Case (GMS 1250-15SH) Electric Motor Driven Skid Pump 1250 GPM @ 12 Bar Coupled with UL Listed ODP Motor. Suction and Discharge Pressure Gauges, Air Release Valve and Casing Relief Valve are included. | GMS 1250-15SH | 40950.3205 | 150492.4279
LIFECO-UK |  | 231007201380 | LIFECO-UK-UL Listed Split Case (GMS 1250-EL31SH) Electric Motor Driven Skid Pump 1250 GPM @ 12.27 Bar Coupled with UL Listed ODP Motor. Suction and Discharge Pressure Gauges, Air Release Valve and Casing Relief Valve are included. | GMS 1250-EL31SH | 26549.4237 | 97569.1322
LIFECO-UK |  | 231007201381 | LIFECO-UK-UL Listed Split Case (GMS 1250-EL31SH) Electric Motor Driven Skid Pump 1250 GPM @ 13 Bar Coupled with UL Listed ODP Motor. Suction and Discharge Pressure Gauges, Air Release Valve and Casing Relief Valve are included. | GMS 1250-EL31SH | 26549.4237 | 97569.1322
LIFECO-UK |  | 231007201382 | LIFECO-UK-UL Listed Split Case (GMS 1250-EL31SH) Electric Motor Driven Skid Pump 1250 GPM @ 14 Bar Coupled with UL Listed ODP Motor. Suction and Discharge Pressure Gauges, Air Release Valve and Casing Relief Valve are included. | GMS 1250-EL31SH | 26549.4237 | 97569.1322
LIFECO-UK |  | 231007201383 | LIFECO-UK-UL Listed Split Case (GMS 1250-EL31SH) Electric Motor Driven Skid Pump 1250 GPM @ 15 Bar Coupled with UL Listed ODP Motor. Suction and Discharge Pressure Gauges, Air Release Valve and Casing Relief Valve are included. | GMS 1250-EL31SH | 26549.4237 | 97569.1322
LIFECO-UK |  | 231007201384 | LIFECO-UK-UL Listed Split Case (GMS 1250-EL31SH) Electric Motor Driven Skid Pump 1250 GPM @ 16 Bar Coupled with UL Listed ODP Motor. Suction and Discharge Pressure Gauges, Air Release Valve and Casing Relief Valve are included. | GMS 1250-EL31SH | 36936.3782 | 135741.1899
LIFECO-UK |  | 231007201385 | LIFECO-UK-UL Listed Split Case (GMS 1250-EL31SH) Electric Motor Driven Skid Pump 1250 GPM @ 17 Bar Coupled with UL Listed ODP Motor. Suction and Discharge Pressure Gauges, Air Release Valve and Casing Relief Valve are included. | GMS 1250-EL31SH | 36936.3782 | 135741.1899
LIFECO-UK |  | 231007201386 | LIFECO-UK-UL Listed Split Case (GMS 1250-EL31SH) Electric Motor Driven Skid Pump 1250 GPM @ 18 Bar Coupled with UL Listed ODP Motor. Suction and Discharge Pressure Gauges, Air Release Valve and Casing Relief Valve are included. | GMS 1250-EL31SH | 39490.7051 | 145128.3413
LIFECO-UK |  | 231007201387 | LIFECO-UK-UL Listed Split Case (GMS 1250-EL31SH) Electric Motor Driven Skid Pump 1250 GPM @ 19 Bar Coupled with UL Listed ODP Motor. Suction and Discharge Pressure Gauges, Air Release Valve and Casing Relief Valve are included. | GMS 1250-EL31SH | 39490.7051 | 145128.3413
LIFECO-UK |  | 231007201388 | LIFECO-UK-UL Listed Split Case (GMS 1250-EL31SH) Electric Motor Driven Skid Pump 1250 GPM @ 20 Bar Coupled with UL Listed ODP Motor. Suction and Discharge Pressure Gauges, Air Release Valve and Casing Relief Valve are included. | GMS 1250-EL31SH | 40261.0577 | 147959.387
LIFECO-UK |  | 231007201389 | LIFECO-UK-UL Listed Split Case (GMS 1500-15SH) Electric Motor Driven Skid Pump 1500 GPM @ 10.28 Bar Coupled with UL Listed ODP Motor. Suction and Discharge Pressure Gauges, Air Release Valve and Casing Relief Valve are included. | GMS 1500-15SH | 38679.8077 | 142148.2933
LIFECO-UK |  | 231007201390 | LIFECO-UK-UL Listed Split Case (GMS 1500-15SH) Electric Motor Driven Skid Pump 1500 GPM @ 11 Bar Coupled with UL Listed ODP Motor. Suction and Discharge Pressure Gauges, Air Release Valve and Casing Relief Valve are included. | GMS 1500-15SH | 38679.8077 | 142148.2933
LIFECO-UK |  | 231007201391 | LIFECO-UK-UL Listed Split Case (GMS 1500-15SH) Electric Motor Driven Skid Pump 1500 GPM @ 12 Bar Coupled with UL Listed ODP Motor. Suction and Discharge Pressure Gauges, Air Release Valve and Casing Relief Valve are included. | GMS 1500-15SH | 40950.3205 | 150492.4279
LIFECO-UK |  | 231007201392 | LIFECO-UK-UL Listed Split Case (GMS 1500-15SH) Electric Motor Driven Skid Pump 1500 GPM @ 13 Bar Coupled with UL Listed ODP Motor. Suction and Discharge Pressure Gauges, Air Release Valve and Casing Relief Valve are included. | GMS 1500-15SH | 42247.7564 | 155260.5048
LIFECO-UK |  | 231007201393 | LIFECO-UK-UL Listed Split Case (GMS 1500-15SH) Electric Motor Driven Skid Pump 1500 GPM @ 14.27 Bar Coupled with UL Listed ODP Motor. Suction and Discharge Pressure Gauges, Air Release Valve and Casing Relief Valve are included. | GMS 1500-15SH | 42247.7564 | 155260.5048
LIFECO-UK |  | 231007201394 | LIFECO-UK-UL Listed Split Case (GMS 1500-15SH) Electric Motor Driven Skid Pump 1500 GPM @ 15.03 Bar Coupled with UL Listed ODP Motor. Suction and Discharge Pressure Gauges, Air Release Valve and Casing Relief Valve are included. | GMS 1500-15SH | 57735.8974 | 212179.4231
LIFECO-UK |  | 231007201395 | LIFECO-UK-UL Listed Split Case (GMS 1500-61SL6-2G) Electric Motor Driven Skid Pump 1500 GPM @ 9.79 Bar Coupled with UL Listed ODP Motor. Suction and Discharge Pressure Gauges, Air Release Valve and Casing Relief Valve are included. | GMS 1500-61SL6-2G | 57816.9872 | 212477.4279
LIFECO-UK |  | 231007201396 | LIFECO-UK-UL Listed Split Case (GMS 1500-61SL6-2G) Electric Motor Driven Skid Pump 1500 GPM @ 10 Bar Coupled with UL Listed ODP Motor. Suction and Discharge Pressure Gauges, Air Release Valve and Casing Relief Valve are included. | GMS 1500-61SL6-2G | 57816.9872 | 212477.4279
LIFECO-UK |  | 231007201397 | LIFECO-UK-UL Listed Split Case (GMS 1500-61SL6-2G) Electric Motor Driven Skid Pump 1500 GPM @ 11 Bar Coupled with UL Listed ODP Motor. Suction and Discharge Pressure Gauges, Air Release Valve and Casing Relief Valve are included. | GMS 1500-61SL6-2G | 61466.0256 | 225887.6442
LIFECO-UK |  | 231007201398 | LIFECO-UK-UL Listed Split Case (GMS 1500-61SL6-2G) Electric Motor Driven Skid Pump 1500 GPM @ 11.58 Bar Coupled with UL Listed ODP Motor. Suction and Discharge Pressure Gauges, Air Release Valve and Casing Relief Valve are included. | GMS 1500-61SL6-2G | 61466.0256 | 225887.6442
LIFECO-UK |  | 231007201399 | LIFECO-UK-UL Listed Split Case (GMS 1500-61SL6-2G) Electric Motor Driven Skid Pump 1500 GPM @ 11.93 Bar Coupled with UL Listed ODP Motor. Suction and Discharge Pressure Gauges, Air Release Valve and Casing Relief Valve are included. | GMS 1500-61SL6-2G | 69534.4551 | 255539.1226
LIFECO-UK |  | 231007201400 | LIFECO-UK-UL Listed Split Case (GMS 2000-15SH) Electric Motor Driven Skid Pump 2000 GPM @ 10 Bar Coupled with UL Listed ODP Motor. Suction and Discharge Pressure Gauges, Air Release Valve and Casing Relief Valve are included. | GMS 2000-15SH | 38679.8077 | 142148.2933
LIFECO-UK |  | 231007201401 | LIFECO-UK-UL Listed Split Case (GMS 2000-15SH) Electric Motor Driven Skid Pump 2000 GPM @ 11 Bar Coupled with UL Listed ODP Motor. Suction and Discharge Pressure Gauges, Air Release Valve and Casing Relief Valve are included. | GMS 2000-15SH | 40950.3205 | 150492.4279
LIFECO-UK |  | 231007201402 | LIFECO-UK-UL Listed Split Case (GMS 2000-15SH) Electric Motor Driven Skid Pump 2000 GPM @ 12 Bar Coupled with UL Listed ODP Motor. Suction and Discharge Pressure Gauges, Air Release Valve and Casing Relief Valve are included. | GMS 2000-15SH | 40950.3205 | 150492.4279
LIFECO-UK |  | 231007201403 | LIFECO-UK-UL Listed Split Case (GMS 2000-15SH) Electric Motor Driven Skid Pump 2000 GPM @ 13 Bar Coupled with UL Listed ODP Motor. Suction and Discharge Pressure Gauges, Air Release Valve and Casing Relief Valve are included. | GMS 2000-15SH | 42247.7564 | 155260.5048
LIFECO-UK |  | 231007201404 | LIFECO-UK-UL Listed Split Case (GMS 2000-15SH) Electric Motor Driven Skid Pump 2000 GPM @ 14 Bar Coupled with UL Listed ODP Motor. Suction and Discharge Pressure Gauges, Air Release Valve and Casing Relief Valve are included. | GMS 2000-15SH | 57735.8974 | 212179.4231
LIFECO-UK |  | 231007201405 | LIFECO-UK-UL Listed Split Case (GMS 2000-15SH) Electric Motor Driven Skid Pump 2000 GPM @ 14.82 Bar Coupled with UL Listed ODP Motor. Suction and Discharge Pressure Gauges, Air Release Valve and Casing Relief Valve are included. | GMS 2000-15SH | 57735.8974 | 212179.4231
LIFECO-UK |  | 231007201406 | LIFECO-UK-UL Listed Split Case (GMS 2000-61SL6-2G) Electric Motor Driven Skid Pump 2000 GPM @ 9.38 Bar Coupled with UL Listed ODP Motor. Suction and Discharge Pressure Gauges, Air Release Valve and Casing Relief Valve are included. | GMS 2000-61SL6-2G | 61466.0256 | 225887.6442
LIFECO-UK |  | 231007201407 | LIFECO-UK-UL Listed Split Case (GMS 2000-61SL6-2G) Electric Motor Driven Skid Pump 2000 GPM @ 10 Bar Coupled with UL Listed ODP Motor. Suction and Discharge Pressure Gauges, Air Release Valve and Casing Relief Valve are included. | GMS 2000-61SL6-2G | 61466.0256 | 225887.6442
LIFECO-UK |  | 231007201408 | LIFECO-UK-UL Listed Split Case (GMS 2000-61SL6-2G) Electric Motor Driven Skid Pump 2000 GPM @ 11 Bar Coupled with UL Listed ODP Motor. Suction and Discharge Pressure Gauges, Air Release Valve and Casing Relief Valve are included. | GMS 2000-61SL6-2G | 69534.4551 | 255539.1226
LIFECO-UK |  | 231007201409 | LIFECO-UK-UL Listed Split Case (GMS 2000-61SL6-2G) Electric Motor Driven Skid Pump 2000 GPM @ 11.93 Bar Coupled with UL Listed ODP Motor. Suction and Discharge Pressure Gauges, Air Release Valve and Casing Relief Valve are included. | GMS 2000-61SL6-2G | 69534.4551 | 255539.1226
LIFECO-UK |  | 231007201410 | LIFECO-UK-UL Listed Split Case (GMS 2500-61SL6-2G) Electric Motor Driven Skid Pump 2500 GPM @ 9.1 Bar Coupled with UL Listed ODP Motor. Suction and Discharge Pressure Gauges, Air Release Valve and Casing Relief Valve are included. | GMS 2500-61SL6-2G | 61466.0256 | 225887.6442
LIFECO-UK |  | 231007201411 | LIFECO-UK-UL Listed Split Case (GMS 2500-61SL6-2G) Electric Motor Driven Skid Pump 2500 GPM @ 10 Bar Coupled with UL Listed ODP Motor. Suction and Discharge Pressure Gauges, Air Release Valve and Casing Relief Valve are included. | GMS 2500-61SL6-2G | 69534.4551 | 255539.1226
LIFECO-UK |  | 231007201412 | LIFECO-UK-UL Listed Split Case (GMS 2500-61SL6-2G) Electric Motor Driven Skid Pump 2500 GPM @ 11 Bar Coupled with UL Listed ODP Motor. Suction and Discharge Pressure Gauges, Air Release Valve and Casing Relief Valve are included. | GMS 2500-61SL6-2G | 69534.4551 | 255539.1226
LIFECO-UK |  | 231007201413 | LIFECO-UK-UL Listed Split Case (GMS 2500-61SL6-2G) Electric Motor Driven Skid Pump 2500 GPM @ 11.72 Bar Coupled with UL Listed ODP Motor. Suction and Discharge Pressure Gauges, Air Release Valve and Casing Relief Valve are included. | GMS 2500-61SL6-2G | 80035.5769 | 294130.7452
LIFECO-UK |  | 231007201414 | LIFECO-UK-UL Listed Split Case (GMS 3000-61SL6-2G) Electric Motor Driven Skid Pump 3000 GPM @ 8.62 Bar Coupled with UL Listed ODP Motor. Suction and Discharge Pressure Gauges, Air Release Valve and Casing Relief Valve are included. | GMS 3000-61SL6-2G | 61466.0256 | 225887.6442
LIFECO-UK |  | 231007201415 | LIFECO-UK-UL Listed Split Case (GMS 3000-61SL6-2G) Electric Motor Driven Skid Pump 3000 GPM @ 9 Bar Coupled with UL Listed ODP Motor. Suction and Discharge Pressure Gauges, Air Release Valve and Casing Relief Valve are included. | GMS 3000-61SL6-2G | 69534.4551 | 255539.1226
LIFECO-UK |  | 231007201416 | LIFECO-UK-UL Listed Split Case (GMS 3000-61SL6-2G) Electric Motor Driven Skid Pump 3000 GPM @ 10 Bar Coupled with UL Listed ODP Motor. Suction and Discharge Pressure Gauges, Air Release Valve and Casing Relief Valve are included. | GMS 3000-61SL6-2G | 80035.5769 | 294130.7452
LIFECO-UK |  | 231007201417 | LIFECO-UK-UL Listed Split Case (GMS 3000-61SL6-2G) Electric Motor Driven Skid Pump 3000 GPM @ 11 Bar Coupled with UL Listed ODP Motor. Suction and Discharge Pressure Gauges, Air Release Valve and Casing Relief Valve are included. | GMS 3000-61SL6-2G | 80035.5769 | 294130.7452
LIFECO-UK |  | 231007201418 | LIFECO-UK-UL Listed Split Case (GMS 3000-61SL6-2G) Electric Motor Driven Skid Pump 3000 GPM @ 11.31 Bar Coupled with UL Listed ODP Motor. Suction and Discharge Pressure Gauges, Air Release Valve and Casing Relief Valve are included. | GMS 3000-61SL6-2G | 81657.3718 | 300090.8413
LIFECO-UK |  | 231007201419 | LIFECO-UK-UL Listed Split Case (GMS 3500-61SL6-2G) Electric Motor Driven Skid Pump 3500 GPM @ 8.21 Bar Coupled with UL Listed ODP Motor. Suction and Discharge Pressure Gauges, Air Release Valve and Casing Relief Valve are included. | GMS 3500-61SL6-2G | 69534.4551 | 255539.1226
LIFECO-UK |  | 231007201420 | LIFECO-UK-UL Listed Split Case (GMS 3500-61SL6-2G) Electric Motor Driven Skid Pump 3500 GPM @ 9 Bar Coupled with UL Listed ODP Motor. Suction and Discharge Pressure Gauges, Air Release Valve and Casing Relief Valve are included. | GMS 3500-61SL6-2G | 69534.4551 | 255539.1226
LIFECO-UK |  | 231007201421 | LIFECO-UK-UL Listed Split Case (GMS 3500-61SL6-2G) Electric Motor Driven Skid Pump 3500 GPM @ 10 Bar Coupled with UL Listed ODP Motor. Suction and Discharge Pressure Gauges, Air Release Valve and Casing Relief Valve are included. | GMS 3500-61SL6-2G | 80035.5769 | 294130.7452
LIFECO-UK |  | 231007201422 | LIFECO-UK-UL Listed Split Case (GMS 3500-61SL6-2G) Electric Motor Driven Skid Pump 3500 GPM @ 10.76 Bar Coupled with UL Listed ODP Motor. Suction and Discharge Pressure Gauges, Air Release Valve and Casing Relief Valve are included. | GMS 3500-61SL6-2G | 81657.3718 | 300090.8413
UL/FM Electric Split Case 50Hz
Item of | LIFECO-UK Item Code | Supplier Item Code | Description |  | LIFECO-UK GP (USD) | LIFECO-UK GP (AED)
LIFECO-UK |  | 231007200940 | LIFECO-UK-UL/FM Approved Split Case (GMS 150-28SM) Electric Motor Driven Skid Pump 150 GPM @ 6.96 Bar Coupled with UL Listed ODP Motor. Suction and Discharge Pressure Gauges, Air Release Valve and Casing Relief Valve are included. | GMS 150-28SM | 11312.0192 | 41571.6707
LIFECO-UK |  | 231007200941 | LIFECO-UK-UL/FM Approved Split Case (GMS 150-28SM) Electric Motor Driven Skid Pump 150 GPM @ 8 Bar Coupled with UL Listed ODP Motor. Suction and Discharge Pressure Gauges, Air Release Valve and Casing Relief Valve are included. | GMS 150-28SM | 12082.3718 | 44402.7163
LIFECO-UK |  | 231007200942 | LIFECO-UK-UL/FM Approved Split Case (GMS 150-28SM) Electric Motor Driven Skid Pump 150 GPM @ 9 Bar Coupled with UL Listed ODP Motor. Suction and Discharge Pressure Gauges, Air Release Valve and Casing Relief Valve are included. | GMS 150-28SM | 12082.3718 | 44402.7163
LIFECO-UK |  | 231007200943 | LIFECO-UK-UL/FM Approved Split Case (GMS 150-28SM) Electric Motor Driven Skid Pump 150 GPM @ 10 Bar Coupled with UL Listed ODP Motor. Suction and Discharge Pressure Gauges, Air Release Valve and Casing Relief Valve are included. | GMS 150-28SM | 13002.6981 | 47784.9154
LIFECO-UK |  | 231007200944 | LIFECO-UK-UL/FM Approved Split Case (GMS 150-28SM) Electric Motor Driven Skid Pump 150 GPM @ 11 Bar Coupled with UL Listed ODP Motor. Suction and Discharge Pressure Gauges, Air Release Valve and Casing Relief Valve are included. | GMS 150-28SM | 14000.1442 | 51450.53
LIFECO-UK |  | 231007200945 | LIFECO-UK-UL/FM Approved Split Case (GMS 150-35SM) Electric Motor Driven Skid Pump 150 GPM @ 12 Bar Coupled with UL Listed ODP Motor. Suction and Discharge Pressure Gauges, Air Release Valve and Casing Relief Valve are included. | GMS 150-35SM | 15488.141 | 56918.9183
LIFECO-UK |  | 231007200946 | LIFECO-UK-UL/FM Approved Split Case (GMS 150-35SM) Electric Motor Driven Skid Pump 150 GPM @ 13 Bar Coupled with UL Listed ODP Motor. Suction and Discharge Pressure Gauges, Air Release Valve and Casing Relief Valve are included. | GMS 150-35SM | 16461.2179 | 60494.976
LIFECO-UK |  | 231007200947 | LIFECO-UK-UL/FM Approved Split Case (GMS 150-35SM) Electric Motor Driven Skid Pump 150 GPM @ 14 Bar Coupled with UL Listed ODP Motor. Suction and Discharge Pressure Gauges, Air Release Valve and Casing Relief Valve are included. | GMS 150-35SM | 16745.0321 | 61537.9928
LIFECO-UK |  | 231007200948 | LIFECO-UK-UL/FM Approved Split Case (GMS 150-40SM) Electric Motor Driven Skid Pump 150 GPM @ 15 Bar Coupled with UL Listed ODP Motor. Suction and Discharge Pressure Gauges, Air Release Valve and Casing Relief Valve are included. | GMS 150-40SM | 24772.9167 | 91040.4687
LIFECO-UK |  | 231007200949 | LIFECO-UK-UL/FM Approved Split Case (GMS 150-40SM) Electric Motor Driven Skid Pump 150 GPM @ 16 Bar Coupled with UL Listed ODP Motor. Suction and Discharge Pressure Gauges, Air Release Valve and Casing Relief Valve are included. | GMS 150-40SM | 24772.9167 | 91040.4687
LIFECO-UK |  | 231007200950 | LIFECO-UK-UL/FM Approved Split Case (GMS 150-40SM) Electric Motor Driven Skid Pump 150 GPM @ 17 Bar Coupled with UL Listed ODP Motor. Suction and Discharge Pressure Gauges, Air Release Valve and Casing Relief Valve are included. | GMS 150-40SM | 28584.1346 | 105046.6947
LIFECO-UK |  | 231007200951 | LIFECO-UK-UL/FM Approved Split Case (GMS 150-40SM) Electric Motor Driven Skid Pump 150 GPM @ 18 Bar Coupled with UL Listed ODP Motor. Suction and Discharge Pressure Gauges, Air Release Valve and Casing Relief Valve are included. | GMS 150-40SM | 28584.1346 | 105046.6947
LIFECO-UK |  | 231007200952 | LIFECO-UK-UL/FM Approved Split Case (GMS 150-40SM) Electric Motor Driven Skid Pump 150 GPM @ 19 Bar Coupled with UL Listed ODP Motor. Suction and Discharge Pressure Gauges, Air Release Valve and Casing Relief Valve are included. | GMS 150-40SM | 28584.1346 | 105046.6947
LIFECO-UK |  | 231007200953 | LIFECO-UK-UL/FM Approved Split Case (GMS 150-40SM) Electric Motor Driven Skid Pump 150 GPM @ 19.93 Bar Coupled with UL Listed ODP Motor. Suction and Discharge Pressure Gauges, Air Release Valve and Casing Relief Valve are included. | GMS 150-40SM | 28584.1346 | 105046.6947
LIFECO-UK |  | 231007200954 | LIFECO-UK-UL/FM Approved Split Case (GMS 200-28SM) Electric Motor Driven Skid Pump 200 GPM @ 6.96 Bar Coupled with UL Listed ODP Motor. Suction and Discharge Pressure Gauges, Air Release Valve and Casing Relief Valve are included. | GMS 200-28SM | 11312.0192 | 41571.6707
LIFECO-UK |  | 231007200955 | LIFECO-UK-UL/FM Approved Split Case (GMS 200-28SM) Electric Motor Driven Skid Pump 200 GPM @ 8 Bar Coupled with UL Listed ODP Motor. Suction and Discharge Pressure Gauges, Air Release Valve and Casing Relief Valve are included. | GMS 200-28SM | 12082.3718 | 44402.7163
LIFECO-UK |  | 231007200956 | LIFECO-UK-UL/FM Approved Split Case (GMS 200-28SM) Electric Motor Driven Skid Pump 200 GPM @ 9 Bar Coupled with UL Listed ODP Motor. Suction and Discharge Pressure Gauges, Air Release Valve and Casing Relief Valve are included. | GMS 200-28SM | 12082.3718 | 44402.7163
LIFECO-UK |  | 231007200957 | LIFECO-UK-UL/FM Approved Split Case (GMS 200-28SM) Electric Motor Driven Skid Pump 200 GPM @ 10 Bar Coupled with UL Listed ODP Motor. Suction and Discharge Pressure Gauges, Air Release Valve and Casing Relief Valve are included. | GMS 200-28SM | 13002.6981 | 47784.9154
LIFECO-UK |  | 231007200958 | LIFECO-UK-UL/FM Approved Split Case (GMS 200-28SM) Electric Motor Driven Skid Pump 200 GPM @ 11 Bar Coupled with UL Listed ODP Motor. Suction and Discharge Pressure Gauges, Air Release Valve and Casing Relief Valve are included. | GMS 200-28SM | 14000.1442 | 51450.53
LIFECO-UK |  | 231007200959 | LIFECO-UK-UL/FM Approved Split Case (GMS 200-35SM) Electric Motor Driven Skid Pump 200 GPM @ 12 Bar Coupled with UL Listed ODP Motor. Suction and Discharge Pressure Gauges, Air Release Valve and Casing Relief Valve are included. | GMS 200-35SM | 15488.141 | 56918.9183
LIFECO-UK |  | 231007200960 | LIFECO-UK-UL/FM Approved Split Case (GMS 200-35SM) Electric Motor Driven Skid Pump 200 GPM @ 13 Bar Coupled with UL Listed ODP Motor. Suction and Discharge Pressure Gauges, Air Release Valve and Casing Relief Valve are included. | GMS 200-35SM | 16461.2179 | 60494.976
LIFECO-UK |  | 231007200961 | LIFECO-UK-UL/FM Approved Split Case (GMS 200-35SM) Electric Motor Driven Skid Pump 200 GPM @ 14 Bar Coupled with UL Listed ODP Motor. Suction and Discharge Pressure Gauges, Air Release Valve and Casing Relief Valve are included. | GMS 200-35SM | 16745.0321 | 61537.9928
LIFECO-UK |  | 231007200962 | LIFECO-UK-UL/FM Approved Split Case (GMS 200-40SM) Electric Motor Driven Skid Pump 200 GPM @ 15 Bar Coupled with UL Listed ODP Motor. Suction and Discharge Pressure Gauges, Air Release Valve and Casing Relief Valve are included. | GMS 200-40SM | 24772.9167 | 91040.4687
LIFECO-UK |  | 231007200963 | LIFECO-UK-UL/FM Approved Split Case (GMS 200-40SM) Electric Motor Driven Skid Pump 200 GPM @ 16 Bar Coupled with UL Listed ODP Motor. Suction and Discharge Pressure Gauges, Air Release Valve and Casing Relief Valve are included. | GMS 200-40SM | 24772.9167 | 91040.4687
LIFECO-UK |  | 231007200964 | LIFECO-UK-UL/FM Approved Split Case (GMS 200-40SM) Electric Motor Driven Skid Pump 200 GPM @ 17 Bar Coupled with UL Listed ODP Motor. Suction and Discharge Pressure Gauges, Air Release Valve and Casing Relief Valve are included. | GMS 200-40SM | 28584.1346 | 105046.6947
LIFECO-UK |  | 231007200965 | LIFECO-UK-UL/FM Approved Split Case (GMS 200-40SM) Electric Motor Driven Skid Pump 200 GPM @ 18 Bar Coupled with UL Listed ODP Motor. Suction and Discharge Pressure Gauges, Air Release Valve and Casing Relief Valve are included. | GMS 200-40SM | 28584.1346 | 105046.6947
LIFECO-UK |  | 231007200966 | LIFECO-UK-UL/FM Approved Split Case (GMS 200-40SM) Electric Motor Driven Skid Pump 200 GPM @ 19 Bar Coupled with UL Listed ODP Motor. Suction and Discharge Pressure Gauges, Air Release Valve and Casing Relief Valve are included. | GMS 200-40SM | 28584.1346 | 105046.6947
LIFECO-UK |  | 231007200967 | LIFECO-UK-UL/FM Approved Split Case (GMS 200-40SM) Electric Motor Driven Skid Pump 200 GPM @ 19.93 Bar Coupled with UL Listed ODP Motor. Suction and Discharge Pressure Gauges, Air Release Valve and Casing Relief Valve are included. | GMS 200-40SM | 28584.1346 | 105046.6947
LIFECO-UK |  | 231007200968 | LIFECO-UK-UL/FM Approved Split Case (GMS 250-28SM) Electric Motor Driven Skid Pump 250 GPM @ 6.96 Bar Coupled with UL Listed ODP Motor. Suction and Discharge Pressure Gauges, Air Release Valve and Casing Relief Valve are included. | GMS 250-28SM | 11312.0192 | 41571.6707
LIFECO-UK |  | 231007200969 | LIFECO-UK-UL/FM Approved Split Case (GMS 250-28SM) Electric Motor Driven Skid Pump 250 GPM @ 8 Bar Coupled with UL Listed ODP Motor. Suction and Discharge Pressure Gauges, Air Release Valve and Casing Relief Valve are included. | GMS 250-28SM | 12082.3718 | 44402.7163
LIFECO-UK |  | 231007200970 | LIFECO-UK-UL/FM Approved Split Case (GMS 250-28SM) Electric Motor Driven Skid Pump 250 GPM @ 9 Bar Coupled with UL Listed ODP Motor. Suction and Discharge Pressure Gauges, Air Release Valve and Casing Relief Valve are included. | GMS 250-28SM | 13002.6981 | 47784.9154
LIFECO-UK |  | 231007200971 | LIFECO-UK-UL/FM Approved Split Case (GMS 250-28SM) Electric Motor Driven Skid Pump 250 GPM @ 10 Bar Coupled with UL Listed ODP Motor. Suction and Discharge Pressure Gauges, Air Release Valve and Casing Relief Valve are included. | GMS 250-28SM | 14000.1442 | 51450.53
LIFECO-UK |  | 231007200972 | LIFECO-UK-UL/FM Approved Split Case (GMS 250-28SM) Electric Motor Driven Skid Pump 250 GPM @ 11 Bar Coupled with UL Listed ODP Motor. Suction and Discharge Pressure Gauges, Air Release Valve and Casing Relief Valve are included. | GMS 250-28SM | 14000.1442 | 51450.53
LIFECO-UK |  | 231007200973 | LIFECO-UK-UL/FM Approved Split Case (GMS 250-35SM) Electric Motor Driven Skid Pump 250 GPM @ 12 Bar Coupled with UL Listed ODP Motor. Suction and Discharge Pressure Gauges, Air Release Valve and Casing Relief Valve are included. | GMS 250-35SM | 16461.2179 | 60494.976
LIFECO-UK |  | 231007200974 | LIFECO-UK-UL/FM Approved Split Case (GMS 250-35SM) Electric Motor Driven Skid Pump 250 GPM @ 13 Bar Coupled with UL Listed ODP Motor. Suction and Discharge Pressure Gauges, Air Release Valve and Casing Relief Valve are included. | GMS 250-35SM | 16461.2179 | 60494.976
LIFECO-UK |  | 231007200975 | LIFECO-UK-UL/FM Approved Split Case (GMS 250-35SM) Electric Motor Driven Skid Pump 250 GPM @ 14 Bar Coupled with UL Listed ODP Motor. Suction and Discharge Pressure Gauges, Air Release Valve and Casing Relief Valve are included. | GMS 250-35SM | 16745.0321 | 61537.9928
LIFECO-UK |  | 231007200976 | LIFECO-UK-UL/FM Approved Split Case (GMS 250-40SM) Electric Motor Driven Skid Pump 250 GPM @ 15 Bar Coupled with UL Listed ODP Motor. Suction and Discharge Pressure Gauges, Air Release Valve and Casing Relief Valve are included. | GMS 250-40SM | 24772.9167 | 91040.4687
LIFECO-UK |  | 231007200977 | LIFECO-UK-UL/FM Approved Split Case (GMS 250-40SM) Electric Motor Driven Skid Pump 250 GPM @ 16 Bar Coupled with UL Listed ODP Motor. Suction and Discharge Pressure Gauges, Air Release Valve and Casing Relief Valve are included. | GMS 250-40SM | 28584.1346 | 105046.6947
LIFECO-UK |  | 231007200978 | LIFECO-UK-UL/FM Approved Split Case (GMS 250-40SM) Electric Motor Driven Skid Pump 250 GPM @ 17 Bar Coupled with UL Listed ODP Motor. Suction and Discharge Pressure Gauges, Air Release Valve and Casing Relief Valve are included. | GMS 250-40SM | 28584.1346 | 105046.6947
LIFECO-UK |  | 231007200979 | LIFECO-UK-UL/FM Approved Split Case (GMS 250-40SM) Electric Motor Driven Skid Pump 250 GPM @ 18 Bar Coupled with UL Listed ODP Motor. Suction and Discharge Pressure Gauges, Air Release Valve and Casing Relief Valve are included. | GMS 250-40SM | 28584.1346 | 105046.6947
LIFECO-UK |  | 231007200980 | LIFECO-UK-UL/FM Approved Split Case (GMS 250-40SM) Electric Motor Driven Skid Pump 250 GPM @ 19 Bar Coupled with UL Listed ODP Motor. Suction and Discharge Pressure Gauges, Air Release Valve and Casing Relief Valve are included. | GMS 250-40SM | 28584.1346 | 105046.6947
LIFECO-UK |  | 231007200981 | LIFECO-UK-UL/FM Approved Split Case (GMS 200-40SM) Electric Motor Driven Skid Pump 200 GPM @ 19.86 Bar Coupled with UL Listed ODP Motor. Suction and Discharge Pressure Gauges, Air Release Valve and Casing Relief Valve are included. | GMS 200-40SM | 29800.4808 | 109516.7668
LIFECO-UK |  | 231007200982 | LIFECO-UK-UL/FM Approved Split Case (GMS 300-28SM) Electric Motor Driven Skid Pump 300 GPM @ 6.9 Bar Coupled with UL Listed ODP Motor. Suction and Discharge Pressure Gauges, Air Release Valve and Casing Relief Valve are included. | GMS 300-28SM | 12082.3718 | 44402.7163
LIFECO-UK |  | 231007200983 | LIFECO-UK-UL/FM Approved Split Case (GMS 300-28SM) Electric Motor Driven Skid Pump 300 GPM @ 8 Bar Coupled with UL Listed ODP Motor. Suction and Discharge Pressure Gauges, Air Release Valve and Casing Relief Valve are included. | GMS 300-28SM | 12082.3718 | 44402.7163
LIFECO-UK |  | 231007200984 | LIFECO-UK-UL/FM Approved Split Case (GMS 300-28SM) Electric Motor Driven Skid Pump 300 GPM @ 9 Bar Coupled with UL Listed ODP Motor. Suction and Discharge Pressure Gauges, Air Release Valve and Casing Relief Valve are included. | GMS 300-28SM | 13928.7218 | 51188.0526
LIFECO-UK |  | 231007200985 | LIFECO-UK-UL/FM Approved Split Case (GMS 300-28SM) Electric Motor Driven Skid Pump 300 GPM @ 10 Bar Coupled with UL Listed ODP Motor. Suction and Discharge Pressure Gauges, Air Release Valve and Casing Relief Valve are included. | GMS 300-28SM | 14123.2949 | 51903.1087
LIFECO-UK |  | 231007200986 | LIFECO-UK-UL/FM Approved Split Case (GMS 300-28SM) Electric Motor Driven Skid Pump 300 GPM @ 11 Bar Coupled with UL Listed ODP Motor. Suction and Discharge Pressure Gauges, Air Release Valve and Casing Relief Valve are included. | GMS 300-28SM | 15476.7038 | 56876.8866
LIFECO-UK |  | 231007200987 | LIFECO-UK-UL/FM Approved Split Case (GMS 300-35SM) Electric Motor Driven Skid Pump 300 GPM @ 12 Bar Coupled with UL Listed ODP Motor. Suction and Discharge Pressure Gauges, Air Release Valve and Casing Relief Valve are included. | GMS 300-35SM | 16543.2526 | 60796.4532
LIFECO-UK |  | 231007200988 | LIFECO-UK-UL/FM Approved Split Case (GMS 300-35SM) Electric Motor Driven Skid Pump 300 GPM @ 13 Bar Coupled with UL Listed ODP Motor. Suction and Discharge Pressure Gauges, Air Release Valve and Casing Relief Valve are included. | GMS 300-35SM | 17920.8333 | 65859.0625
LIFECO-UK |  | 231007200989 | LIFECO-UK-UL/FM Approved Split Case (GMS 300-35SM) Electric Motor Driven Skid Pump 300 GPM @ 14 Bar Coupled with UL Listed ODP Motor. Suction and Discharge Pressure Gauges, Air Release Valve and Casing Relief Valve are included. | GMS 300-35SM | 18204.6474 | 66902.0793
LIFECO-UK |  | 231007200990 | LIFECO-UK-UL/FM Approved Split Case (GMS 300-40SM) Electric Motor Driven Skid Pump 300 GPM @ 15 Bar Coupled with UL Listed ODP Motor. Suction and Discharge Pressure Gauges, Air Release Valve and Casing Relief Valve are included. | GMS 300-40SM | 24772.9167 | 91040.4687
LIFECO-UK |  | 231007200991 | LIFECO-UK-UL/FM Approved Split Case (GMS 300-40SM) Electric Motor Driven Skid Pump 300 GPM @ 16 Bar Coupled with UL Listed ODP Motor. Suction and Discharge Pressure Gauges, Air Release Valve and Casing Relief Valve are included. | GMS 300-40SM | 28584.1346 | 105046.6947
LIFECO-UK |  | 231007200992 | LIFECO-UK-UL/FM Approved Split Case (GMS 300-40SM) Electric Motor Driven Skid Pump 300 GPM @ 17 Bar Coupled with UL Listed ODP Motor. Suction and Discharge Pressure Gauges, Air Release Valve and Casing Relief Valve are included. | GMS 300-40SM | 28584.1346 | 105046.6947
LIFECO-UK |  | 231007200993 | LIFECO-UK-UL/FM Approved Split Case (GMS 300-40SM) Electric Motor Driven Skid Pump 300 GPM @ 18 Bar Coupled with UL Listed ODP Motor. Suction and Discharge Pressure Gauges, Air Release Valve and Casing Relief Valve are included. | GMS 300-40SM | 28584.1346 | 105046.6947
LIFECO-UK |  | 231007200994 | LIFECO-UK-UL/FM Approved Split Case (GMS 300-40SM) Electric Motor Driven Skid Pump 300 GPM @ 19 Bar Coupled with UL Listed ODP Motor. Suction and Discharge Pressure Gauges, Air Release Valve and Casing Relief Valve are included. | GMS 300-40SM | 28584.1346 | 105046.6947
LIFECO-UK |  | 231007200995 | LIFECO-UK-UL/FM Approved Split Case (GMS 300-40SM) Electric Motor Driven Skid Pump 300 GPM @ 19.72 Bar Coupled with UL Listed ODP Motor. Suction and Discharge Pressure Gauges, Air Release Valve and Casing Relief Valve are included. | GMS 300-40SM | 29800.4808 | 109516.7668
LIFECO-UK |  | 231007200996 | LIFECO-UK-UL/FM Approved Split Case (GMS 400-28SM) Electric Motor Driven Skid Pump 400 GPM @ 6.76 Bar Coupled with UL Listed ODP Motor. Suction and Discharge Pressure Gauges, Air Release Valve and Casing Relief Valve are included. | GMS 400-28SM | 12082.3718 | 44402.7163
LIFECO-UK |  | 231007200997 | LIFECO-UK-UL/FM Approved Split Case (GMS 400-28SM) Electric Motor Driven Skid Pump 400 GPM @ 7 Bar Coupled with UL Listed ODP Motor. Suction and Discharge Pressure Gauges, Air Release Valve and Casing Relief Valve are included. | GMS 400-28SM | 13071.159 | 48036.5092
LIFECO-UK |  | 231007200998 | LIFECO-UK-UL/FM Approved Split Case (GMS 400-28SM) Electric Motor Driven Skid Pump 400 GPM @ 8 Bar Coupled with UL Listed ODP Motor. Suction and Discharge Pressure Gauges, Air Release Valve and Casing Relief Valve are included. | GMS 400-28SM | 13294.5577 | 48857.4995
LIFECO-UK |  | 231007200999 | LIFECO-UK-UL/FM Approved Split Case (GMS 400-28SM) Electric Motor Driven Skid Pump 400 GPM @ 9 Bar Coupled with UL Listed ODP Motor. Suction and Discharge Pressure Gauges, Air Release Valve and Casing Relief Valve are included. | GMS 400-28SM | 14123.2949 | 51903.1087
LIFECO-UK |  | 231007201000 | LIFECO-UK-UL/FM Approved Split Case (GMS 400-28SM) Electric Motor Driven Skid Pump 400 GPM @ 10 Bar Coupled with UL Listed ODP Motor. Suction and Discharge Pressure Gauges, Air Release Valve and Casing Relief Valve are included. | GMS 400-28SM | 15779.3731 | 57989.1961
LIFECO-UK |  | 231007201001 | LIFECO-UK-UL/FM Approved Split Case (GMS 400-28SM) Electric Motor Driven Skid Pump 400 GPM @ 11 Bar Coupled with UL Listed ODP Motor. Suction and Discharge Pressure Gauges, Air Release Valve and Casing Relief Valve are included. | GMS 400-28SM | 16009.9782 | 58836.6699
LIFECO-UK |  | 231007201002 | LIFECO-UK-UL/FM Approved Split Case (GMS 400-35SM) Electric Motor Driven Skid Pump 400 GPM @ 12 Bar Coupled with UL Listed ODP Motor. Suction and Discharge Pressure Gauges, Air Release Valve and Casing Relief Valve are included. | GMS 400-35SM | 17920.8333 | 65859.0625
LIFECO-UK |  | 231007201003 | LIFECO-UK-UL/FM Approved Split Case (GMS 400-35SM) Electric Motor Driven Skid Pump 400 GPM @ 13 Bar Coupled with UL Listed ODP Motor. Suction and Discharge Pressure Gauges, Air Release Valve and Casing Relief Valve are included. | GMS 400-35SM | 17920.8333 | 65859.0625
LIFECO-UK |  | 231007201004 | LIFECO-UK-UL/FM Approved Split Case (GMS 400-35SM) Electric Motor Driven Skid Pump 400 GPM @ 14 Bar Coupled with UL Listed ODP Motor. Suction and Discharge Pressure Gauges, Air Release Valve and Casing Relief Valve are included. | GMS 400-35SM | 18204.6474 | 66902.0793
LIFECO-UK |  | 231007201005 | LIFECO-UK-UL/FM Approved Split Case (GMS 400-40SM) Electric Motor Driven Skid Pump 400 GPM @ 15 Bar Coupled with UL Listed ODP Motor. Suction and Discharge Pressure Gauges, Air Release Valve and Casing Relief Valve are included. | GMS 400-40SM | 24772.9167 | 91040.4687
LIFECO-UK |  | 231007201006 | LIFECO-UK-UL/FM Approved Split Case (GMS 400-40SM) Electric Motor Driven Skid Pump 400 GPM @ 16 Bar Coupled with UL Listed ODP Motor. Suction and Discharge Pressure Gauges, Air Release Valve and Casing Relief Valve are included. | GMS 400-40SM | 28584.1346 | 105046.6947
LIFECO-UK |  | 231007201007 | LIFECO-UK-UL/FM Approved Split Case (GMS 400-40SM) Electric Motor Driven Skid Pump 400 GPM @ 17 Bar Coupled with UL Listed ODP Motor. Suction and Discharge Pressure Gauges, Air Release Valve and Casing Relief Valve are included. | GMS 400-40SM | 28584.1346 | 105046.6947
LIFECO-UK |  | 231007201008 | LIFECO-UK-UL/FM Approved Split Case (GMS 400-40SM) Electric Motor Driven Skid Pump 400 GPM @ 18 Bar Coupled with UL Listed ODP Motor. Suction and Discharge Pressure Gauges, Air Release Valve and Casing Relief Valve are included. | GMS 400-40SM | 28584.1346 | 105046.6947
LIFECO-UK |  | 231007201009 | LIFECO-UK-UL/FM Approved Split Case (GMS 400-40SM) Electric Motor Driven Skid Pump 400 GPM @ 19 Bar Coupled with UL Listed ODP Motor. Suction and Discharge Pressure Gauges, Air Release Valve and Casing Relief Valve are included. | GMS 400-40SM | 29800.4808 | 109516.7668
LIFECO-UK |  | 231007201010 | LIFECO-UK-UL/FM Approved Split Case (GMS 400-40SM) Electric Motor Driven Skid Pump 400 GPM @ 19.65 Bar Coupled with UL Listed ODP Motor. Suction and Discharge Pressure Gauges, Air Release Valve and Casing Relief Valve are included. | GMS 400-40SM | 29800.4808 | 109516.7668
LIFECO-UK |  | 231007201011 | LIFECO-UK-UL/FM Approved Split Case (GMS 450-28SM) Electric Motor Driven Skid Pump 450 GPM @ 6.62 Bar Coupled with UL Listed ODP Motor. Suction and Discharge Pressure Gauges, Air Release Valve and Casing Relief Valve are included. | GMS 450-28SM | 13071.159 | 48036.5092
LIFECO-UK |  | 231007201012 | LIFECO-UK-UL/FM Approved Split Case (GMS 450-28SM) Electric Motor Driven Skid Pump 450 GPM @ 7 Bar Coupled with UL Listed ODP Motor. Suction and Discharge Pressure Gauges, Air Release Valve and Casing Relief Valve are included. | GMS 450-28SM | 13287.3513 | 48831.016
LIFECO-UK |  | 231007201013 | LIFECO-UK-UL/FM Approved Split Case (GMS 450-28SM) Electric Motor Driven Skid Pump 450 GPM @ 8 Bar Coupled with UL Listed ODP Motor. Suction and Discharge Pressure Gauges, Air Release Valve and Casing Relief Valve are included. | GMS 450-28SM | 14000.1442 | 51450.53
LIFECO-UK |  | 231007201014 | LIFECO-UK-UL/FM Approved Split Case (GMS 450-28SM) Electric Motor Driven Skid Pump 450 GPM @ 9 Bar Coupled with UL Listed ODP Motor. Suction and Discharge Pressure Gauges, Air Release Valve and Casing Relief Valve are included. | GMS 450-28SM | 14425.9641 | 53015.4181
LIFECO-UK |  | 231007201015 | LIFECO-UK-UL/FM Approved Split Case (GMS 450-28SM) Electric Motor Driven Skid Pump 450 GPM @ 10 Bar Coupled with UL Listed ODP Motor. Suction and Discharge Pressure Gauges, Air Release Valve and Casing Relief Valve are included. | GMS 450-28SM | 15779.3731 | 57989.1961
LIFECO-UK |  | 231007201016 | LIFECO-UK-UL/FM Approved Split Case (GMS 450-28SM) Electric Motor Driven Skid Pump 450 GPM @ 11 Bar Coupled with UL Listed ODP Motor. Suction and Discharge Pressure Gauges, Air Release Valve and Casing Relief Valve are included. | GMS 450-28SM | 16009.9782 | 58836.6699
LIFECO-UK |  | 231007201017 | LIFECO-UK-UL/FM Approved Split Case (GMS 450-37SM-2G) Electric Motor Driven Skid Pump 450 GPM @ 15.17 Bar Coupled with UL Listed ODP Motor. Suction and Discharge Pressure Gauges, Air Release Valve and Casing Relief Valve are included. | GMS 450-37SM-2G | 23110.5769 | 84931.3702
LIFECO-UK |  | 231007201018 | LIFECO-UK-UL/FM Approved Split Case (GMS 450-37SM-2G) Electric Motor Driven Skid Pump 450 GPM @ 16 Bar Coupled with UL Listed ODP Motor. Suction and Discharge Pressure Gauges, Air Release Valve and Casing Relief Valve are included. | GMS 450-37SM-2G | 23110.5769 | 84931.3702
LIFECO-UK |  | 231007201019 | LIFECO-UK-UL/FM Approved Split Case (GMS 450-37SM-2G) Electric Motor Driven Skid Pump 450 GPM @ 17 Bar Coupled with UL Listed ODP Motor. Suction and Discharge Pressure Gauges, Air Release Valve and Casing Relief Valve are included. | GMS 450-37SM-2G | 27692.1474 | 101768.6418
LIFECO-UK |  | 231007201020 | LIFECO-UK-UL/FM Approved Split Case (GMS 450-37SM-2G) Electric Motor Driven Skid Pump 450 GPM @ 18 Bar Coupled with UL Listed ODP Motor. Suction and Discharge Pressure Gauges, Air Release Valve and Casing Relief Valve are included. | GMS 450-37SM-2G | 27692.1474 | 101768.6418
LIFECO-UK |  | 231007201021 | LIFECO-UK-UL/FM Approved Split Case (GMS 450-37SM-2G) Electric Motor Driven Skid Pump 450 GPM @ 19 Bar Coupled with UL Listed ODP Motor. Suction and Discharge Pressure Gauges, Air Release Valve and Casing Relief Valve are included. | GMS 450-37SM-2G | 27692.1474 | 101768.6418
LIFECO-UK |  | 231007201022 | LIFECO-UK-UL/FM Approved Split Case (GMS 450-37SM-2G) Electric Motor Driven Skid Pump 450 GPM @ 20.2 Bar Coupled with UL Listed ODP Motor. Suction and Discharge Pressure Gauges, Air Release Valve and Casing Relief Valve are included. | GMS 450-37SM-2G | 28908.4936 | 106238.7139
LIFECO-UK |  | 231007201023 | LIFECO-UK-UL/FM Approved Split Case (GMS 500-28SM) Electric Motor Driven Skid Pump 500 GPM @ 6.48 Bar Coupled with UL Listed ODP Motor. Suction and Discharge Pressure Gauges, Air Release Valve and Casing Relief Valve are included. | GMS 500-28SM | 15946.5167 | 58603.4487
LIFECO-UK |  | 231007201024 | LIFECO-UK-UL/FM Approved Split Case (GMS 500-28SM) Electric Motor Driven Skid Pump 500 GPM @ 7 Bar Coupled with UL Listed ODP Motor. Suction and Discharge Pressure Gauges, Air Release Valve and Casing Relief Valve are included. | GMS 500-28SM | 16169.9154 | 59424.439
LIFECO-UK |  | 231007201025 | LIFECO-UK-UL/FM Approved Split Case (GMS 500-28SM) Electric Motor Driven Skid Pump 500 GPM @ 8 Bar Coupled with UL Listed ODP Motor. Suction and Discharge Pressure Gauges, Air Release Valve and Casing Relief Valve are included. | GMS 500-28SM | 16687.44 | 61326.342
LIFECO-UK |  | 231007201026 | LIFECO-UK-UL/FM Approved Split Case (GMS 500-28SM) Electric Motor Driven Skid Pump 500 GPM @ 9 Bar Coupled with UL Listed ODP Motor. Suction and Discharge Pressure Gauges, Air Release Valve and Casing Relief Valve are included. | GMS 500-28SM | 16687.3808 | 61326.1243
LIFECO-UK |  | 231007201027 | LIFECO-UK-UL/FM Approved Split Case (GMS 500-28SM) Electric Motor Driven Skid Pump 500 GPM @ 10 Bar Coupled with UL Listed ODP Motor. Suction and Discharge Pressure Gauges, Air Release Valve and Casing Relief Valve are included. | GMS 500-28SM | 17242.2744 | 63365.3583
LIFECO-UK |  | 231007201028 | LIFECO-UK-UL/FM Approved Split Case (GMS 500-28SM) Electric Motor Driven Skid Pump 500 GPM @ 11 Bar Coupled with UL Listed ODP Motor. Suction and Discharge Pressure Gauges, Air Release Valve and Casing Relief Valve are included. | GMS 500-28SM | 17609.8013 | 64716.0197
LIFECO-UK |  | 231007201029 | LIFECO-UK-UL/FM Approved Split Case (GMS 500-31SM) Electric Motor Driven Skid Pump 500 GPM @ 12 Bar Coupled with UL Listed ODP Motor. Suction and Discharge Pressure Gauges, Air Release Valve and Casing Relief Valve are included. | GMS 500-31SM | 19694.5199 | 72377.3605
LIFECO-UK |  | 231007201030 | LIFECO-UK-UL/FM Approved Split Case (GMS 500-37SM-2G) Electric Motor Driven Skid Pump 500 GPM @ 14.89 Bar Coupled with UL Listed ODP Motor. Suction and Discharge Pressure Gauges, Air Release Valve and Casing Relief Valve are included. | GMS 500-37SM-2G | 23110.5769 | 84931.3702
LIFECO-UK |  | 231007201031 | LIFECO-UK-UL/FM Approved Split Case (GMS 500-37SM-2G) Electric Motor Driven Skid Pump 500 GPM @ 15 Bar Coupled with UL Listed ODP Motor. Suction and Discharge Pressure Gauges, Air Release Valve and Casing Relief Valve are included. | GMS 500-37SM-2G | 23110.5769 | 84931.3702
LIFECO-UK |  | 231007201032 | LIFECO-UK-UL/FM Approved Split Case (GMS 500-37SM-2G) Electric Motor Driven Skid Pump 500 GPM @ 16 Bar Coupled with UL Listed ODP Motor. Suction and Discharge Pressure Gauges, Air Release Valve and Casing Relief Valve are included. | GMS 500-37SM-2G | 24032.8212 | 88320.6177
LIFECO-UK |  | 231007201033 | LIFECO-UK-UL/FM Approved Split Case (GMS 500-37SM-2G) Electric Motor Driven Skid Pump 500 GPM @ 17 Bar Coupled with UL Listed ODP Motor. Suction and Discharge Pressure Gauges, Air Release Valve and Casing Relief Valve are included. | GMS 500-37SM-2G | 27692.1474 | 101768.6418
LIFECO-UK |  | 231007201034 | LIFECO-UK-UL/FM Approved Split Case (GMS 500-37SM-2G) Electric Motor Driven Skid Pump 500 GPM @ 18 Bar Coupled with UL Listed ODP Motor. Suction and Discharge Pressure Gauges, Air Release Valve and Casing Relief Valve are included. | GMS 500-37SM-2G | 27692.1474 | 101768.6418
LIFECO-UK |  | 231007201035 | LIFECO-UK-UL/FM Approved Split Case (GMS 500-37SM-2G) Electric Motor Driven Skid Pump 500 GPM @ 19 Bar Coupled with UL Listed ODP Motor. Suction and Discharge Pressure Gauges, Air Release Valve and Casing Relief Valve are included. | GMS 500-37SM-2G | 27692.1474 | 101768.6418
LIFECO-UK |  | 231007201036 | LIFECO-UK-UL/FM Approved Split Case (GMS 500-37SM-2G) Electric Motor Driven Skid Pump 500 GPM @ 20 Bar Coupled with UL Listed ODP Motor. Suction and Discharge Pressure Gauges, Air Release Valve and Casing Relief Valve are included. | GMS 500-37SM-2G | 27692.1474 | 101768.6418
LIFECO-UK |  | 231007201037 | LIFECO-UK-UL/FM Approved Split Case (GMS 500-37SM-2G) Electric Motor Driven Skid Pump 500 GPM @ 20.41 Bar Coupled with UL Listed ODP Motor. Suction and Discharge Pressure Gauges, Air Release Valve and Casing Relief Valve are included. | GMS 500-37SM-2G | 28908.4936 | 106238.7139
LIFECO-UK |  | 231007201038 | LIFECO-UK-UL/FM Approved Split Case (GMS 750-32SM) Electric Motor Driven Skid Pump 750 GPM @ 7.65 Bar Coupled with UL Listed ODP Motor. Suction and Discharge Pressure Gauges, Air Release Valve and Casing Relief Valve are included. | GMS 750-32SM | 17028.8462 | 62581.0096
LIFECO-UK |  | 231007201039 | LIFECO-UK-UL/FM Approved Split Case (GMS 750-32SM) Electric Motor Driven Skid Pump 750 GPM @ 8 Bar Coupled with UL Listed ODP Motor. Suction and Discharge Pressure Gauges, Air Release Valve and Casing Relief Valve are included. | GMS 750-32SM | 17451.2603 | 64133.3814
LIFECO-UK |  | 231007201040 | LIFECO-UK-UL/FM Approved Split Case (GMS 750-31SM) Electric Motor Driven Skid Pump 750 GPM @ 9.03 Bar Coupled with UL Listed ODP Motor. Suction and Discharge Pressure Gauges, Air Release Valve and Casing Relief Valve are included. | GMS 750-31SM | 17451.4725 | 64134.1614
LIFECO-UK |  | 231007201041 | LIFECO-UK-UL/FM Approved Split Case (GMS 750-31SM) Electric Motor Driven Skid Pump 750 GPM @ 10 Bar Coupled with UL Listed ODP Motor. Suction and Discharge Pressure Gauges, Air Release Valve and Casing Relief Valve are included. | GMS 750-31SM | 18595.5 | 68338.4625
LIFECO-UK |  | 231007201042 | LIFECO-UK-UL/FM Approved Split Case (GMS 750-31SM) Electric Motor Driven Skid Pump 750 GPM @ 11 Bar Coupled with UL Listed ODP Motor. Suction and Discharge Pressure Gauges, Air Release Valve and Casing Relief Valve are included. | GMS 750-31SM | 19417.1154 | 71357.899
LIFECO-UK |  | 231007201043 | LIFECO-UK-UL/FM Approved Split Case (GMS 750-31SM) Electric Motor Driven Skid Pump 750 GPM @ 12 Bar Coupled with UL Listed ODP Motor. Suction and Discharge Pressure Gauges, Air Release Valve and Casing Relief Valve are included. | GMS 750-31SM | 20382.7744 | 74906.6958
LIFECO-UK |  | 231007201044 | LIFECO-UK-UL/FM Approved Split Case (GMS 750-32SM) Electric Motor Driven Skid Pump 750 GPM @ 13 Bar Coupled with UL Listed ODP Motor. Suction and Discharge Pressure Gauges, Air Release Valve and Casing Relief Valve are included. | GMS 750-32SM | 24083.6538 | 88507.4279
LIFECO-UK |  | 231007201045 | LIFECO-UK-UL/FM Approved Split Case (GMS 750-32SM) Electric Motor Driven Skid Pump 750 GPM @ 14 Bar Coupled with UL Listed ODP Motor. Suction and Discharge Pressure Gauges, Air Release Valve and Casing Relief Valve are included. | GMS 750-32SM | 24326.9231 | 89401.4423
LIFECO-UK |  | 231007201046 | LIFECO-UK-UL/FM Approved Split Case (GMS 750-37SM-2G) Electric Motor Driven Skid Pump 750 GPM @ 15 Bar Coupled with UL Listed ODP Motor. Suction and Discharge Pressure Gauges, Air Release Valve and Casing Relief Valve are included. | GMS 750-37SM-2G | 27692.1474 | 101768.6418
LIFECO-UK |  | 231007201047 | LIFECO-UK-UL/FM Approved Split Case (GMS 750-37SM-2G) Electric Motor Driven Skid Pump 750 GPM @ 16 Bar Coupled with UL Listed ODP Motor. Suction and Discharge Pressure Gauges, Air Release Valve and Casing Relief Valve are included. | GMS 750-37SM-2G | 27692.1474 | 101768.6418
LIFECO-UK |  | 231007201048 | LIFECO-UK-UL/FM Approved Split Case (GMS 750-37SM-2G) Electric Motor Driven Skid Pump 750 GPM @ 17 Bar Coupled with UL Listed ODP Motor. Suction and Discharge Pressure Gauges, Air Release Valve and Casing Relief Valve are included. | GMS 750-37SM-2G | 27692.1474 | 101768.6418
LIFECO-UK |  | 231007201049 | LIFECO-UK-UL/FM Approved Split Case (GMS 750-37SM-2G) Electric Motor Driven Skid Pump 750 GPM @ 18 Bar Coupled with UL Listed ODP Motor. Suction and Discharge Pressure Gauges, Air Release Valve and Casing Relief Valve are included. | GMS 750-37SM-2G | 28908.4936 | 106238.7139
LIFECO-UK |  | 231007201050 | LIFECO-UK-UL/FM Approved Split Case (GMS 750-37SM-2G) Electric Motor Driven Skid Pump 750 GPM @ 19.03 Bar Coupled with UL Listed ODP Motor. Suction and Discharge Pressure Gauges, Air Release Valve and Casing Relief Valve are included. | GMS 750-37SM-2G | 28908.4936 | 106238.7139
LIFECO-UK |  | 231007201051 | LIFECO-UK-UL/FM Approved Split Case (GMS 1000-30SM) Electric Motor Driven Skid Pump 1000 GPM @ 6.76 Bar Coupled with UL Listed ODP Motor. Suction and Discharge Pressure Gauges, Air Release Valve and Casing Relief Valve are included. | GMS 1000-30SM | 19502.0833 | 71670.1562
LIFECO-UK |  | 231007201052 | LIFECO-UK-UL/FM Approved Split Case (GMS 1000-30SM) Electric Motor Driven Skid Pump 1000 GPM @ 7 Bar Coupled with UL Listed ODP Motor. Suction and Discharge Pressure Gauges, Air Release Valve and Casing Relief Valve are included. | GMS 1000-30SM | 19502.0833 | 71670.1562
LIFECO-UK |  | 231007201053 | LIFECO-UK-UL/FM Approved Split Case (GMS 1000-30SM) Electric Motor Driven Skid Pump 1000 GPM @ 8 Bar Coupled with UL Listed ODP Motor. Suction and Discharge Pressure Gauges, Air Release Valve and Casing Relief Valve are included. | GMS 1000-30SM | 19542.6282 | 71819.1587
LIFECO-UK |  | 231007201054 | LIFECO-UK-UL/FM Approved Split Case (GMS 1000-31SM) Electric Motor Driven Skid Pump 1000 GPM @ 9.24 Bar Coupled with UL Listed ODP Motor. Suction and Discharge Pressure Gauges, Air Release Valve and Casing Relief Valve are included. | GMS 1000-31SM | 19808.25 | 72795.3187
LIFECO-UK |  | 231007201055 | LIFECO-UK-UL/FM Approved Split Case (GMS 1000-31SM) Electric Motor Driven Skid Pump 1000 GPM @ 10 Bar Coupled with UL Listed ODP Motor. Suction and Discharge Pressure Gauges, Air Release Valve and Casing Relief Valve are included. | GMS 1000-31SM | 20077.75 | 73785.7312
LIFECO-UK |  | 231007201056 | LIFECO-UK-UL/FM Approved Split Case (GMS 1000-31SM) Electric Motor Driven Skid Pump 1000 GPM @ 11 Bar Coupled with UL Listed ODP Motor. Suction and Discharge Pressure Gauges, Air Release Valve and Casing Relief Valve are included. | GMS 1000-31SM | 20482 | 75271.35
LIFECO-UK |  | 231007201057 | LIFECO-UK-UL/FM Approved Split Case (GMS 1000-31SM) Electric Motor Driven Skid Pump 1000 GPM @ 12 Bar Coupled with UL Listed ODP Motor. Suction and Discharge Pressure Gauges, Air Release Valve and Casing Relief Valve are included. | GMS 1000-31SM | 22988.9423 | 84484.363
LIFECO-UK |  | 231007201058 | LIFECO-UK-UL/FM Approved Split Case (GMS 1000-36SM-2G) Electric Motor Driven Skid Pump 1000 GPM @ 13 Bar Coupled with UL Listed ODP Motor. Suction and Discharge Pressure Gauges, Air Release Valve and Casing Relief Valve are included. | GMS 1000-36SM-2G | 27248.5795 | 100138.5296
LIFECO-UK |  | 231007201059 | LIFECO-UK-UL/FM Approved Split Case (GMS 1000-40SM) Electric Motor Driven Skid Pump 1000 GPM @ 14 Bar Coupled with UL Listed ODP Motor. Suction and Discharge Pressure Gauges, Air Release Valve and Casing Relief Valve are included. | GMS 1000-40SM | 29800.4808 | 109516.7668
LIFECO-UK |  | 231007201060 | LIFECO-UK-UL/FM Approved Split Case (GMS 1000-36SM-2G) Electric Motor Driven Skid Pump 1000 GPM @ 15 Bar Coupled with UL Listed ODP Motor. Suction and Discharge Pressure Gauges, Air Release Valve and Casing Relief Valve are included. | GMS 1000-36SM-2G | 29799.9625 | 109514.8622
LIFECO-UK |  | 231007201061 | LIFECO-UK-UL/FM Approved Split Case (GMS 1000-40SM) Electric Motor Driven Skid Pump 1000 GPM @ 16 Bar Coupled with UL Listed ODP Motor. Suction and Discharge Pressure Gauges, Air Release Valve and Casing Relief Valve are included. | GMS 1000-40SM | 29800.4808 | 109516.7668
LIFECO-UK |  | 231007201062 | LIFECO-UK-UL/FM Approved Split Case (GMS 1000-36SM-2G) Electric Motor Driven Skid Pump 1000 GPM @ 17 Bar Coupled with UL Listed ODP Motor. Suction and Discharge Pressure Gauges, Air Release Valve and Casing Relief Valve are included. | GMS 1000-36SM-2G | 31102.7115 | 114302.4649
LIFECO-UK |  | 231007201063 | LIFECO-UK-UL/FM Approved Split Case (GMS 1000-40SM) Electric Motor Driven Skid Pump 1000 GPM @ 18 Bar Coupled with UL Listed ODP Motor. Suction and Discharge Pressure Gauges, Air Release Valve and Casing Relief Valve are included. | GMS 1000-40SM | 32881.891 | 120840.9495
LIFECO-UK |  | 231007201064 | LIFECO-UK-UL/FM Approved Split Case (GMS 1000-40SM) Electric Motor Driven Skid Pump 1000 GPM @ 18.75 Bar Coupled with UL Listed ODP Motor. Suction and Discharge Pressure Gauges, Air Release Valve and Casing Relief Valve are included. | GMS 1000-40SM | 32881.891 | 120840.9495
LIFECO-UK |  | 231008200135 | LIFECO-UK-UL/FM Approved Split Case (GMS 1000-36SM-2G) Electric Motor Driven Skid Pump 1000 GPM @ 19 Bar Coupled with UL Listed ODP Motor. Suction and Discharge Pressure Gauges, Air Release Valve and Casing Relief Valve are included. | GMS 1000-36SM-2G | 42620.7692 | 156631.3269
LIFECO-UK |  | 231008200136 | LIFECO-UK-UL/FM Approved Split Case (GMS 1000-36SM-2G) Electric Motor Driven Skid Pump 1000 GPM @ 20 Bar Coupled with UL Listed ODP Motor. Suction and Discharge Pressure Gauges, Air Release Valve and Casing Relief Valve are included. | GMS 1000-36SM-2G | 42620.7692 | 156631.3269
LIFECO-UK |  | 231007201065 | LIFECO-UK-UL/FM Approved Split Case (GMS 1250-30SM) Electric Motor Driven Skid Pump 1250 GPM @ 6.48 Bar Coupled with UL Listed ODP Motor. Suction and Discharge Pressure Gauges, Air Release Valve and Casing Relief Valve are included. | GMS 1250-30SM | 19704.8077 | 72415.1683
LIFECO-UK |  | 231007201066 | LIFECO-UK-UL/FM Approved Split Case (GMS 1250-30SM) Electric Motor Driven Skid Pump 1250 GPM @ 7 Bar Coupled with UL Listed ODP Motor. Suction and Discharge Pressure Gauges, Air Release Valve and Casing Relief Valve are included. | GMS 1250-30SM | 19704.8077 | 72415.1683
LIFECO-UK |  | 231007201067 | LIFECO-UK-UL/FM Approved Split Case (GMS 1250-30SM) Electric Motor Driven Skid Pump 1250 GPM @ 8 Bar Coupled with UL Listed ODP Motor. Suction and Discharge Pressure Gauges, Air Release Valve and Casing Relief Valve are included. | GMS 1250-30SM | 21529.3269 | 79120.2764
LIFECO-UK |  | 231007201068 | LIFECO-UK-UL/FM Approved Split Case (GMS 1250-29SM) Electric Motor Driven Skid Pump 1250 GPM @ 9.45 Bar Coupled with UL Listed ODP Motor. Suction and Discharge Pressure Gauges, Air Release Valve and Casing Relief Valve are included. | GMS 1250-29SM | 24772.9167 | 91040.4688
LIFECO-UK |  | 231008200115 | LIFECO-UK-UL/FM Approved Split Case (GMS 1250-29SM) Electric Motor Driven Skid Pump 1250 GPM @ 10 Bar Coupled with UL Listed ODP Motor. Suction and Discharge Pressure Gauges, Air Release Valve and Casing Relief Valve are included. | GMS 1250-29SM | 24772.9167 | 91040.4688
LIFECO-UK |  | 231007201070 | LIFECO-UK-UL/FM Approved Split Case (GMS 1250-29SM) Electric Motor Driven Skid Pump 1250 GPM @ 11 Bar Coupled with UL Listed ODP Motor. Suction and Discharge Pressure Gauges, Air Release Valve and Casing Relief Valve are included. | GMS 1250-29SM | 24772.9167 | 91040.4688
LIFECO-UK |  | 231007201071 | LIFECO-UK-UL/FM Approved Split Case (GMS 1250-29SM) Electric Motor Driven Skid Pump 1250 GPM @ 12.21 Bar Coupled with UL Listed ODP Motor. Suction and Discharge Pressure Gauges, Air Release Valve and Casing Relief Valve are included. | GMS 1250-29SM | 25948.7179 | 95361.5385
LIFECO-UK |  | 231007201072 | LIFECO-UK-UL/FM Approved Split Case (GMS 1250-36SM-2G) Electric Motor Driven Skid Pump 1250 GPM @ 13 Bar Coupled with UL Listed ODP Motor. Suction and Discharge Pressure Gauges, Air Release Valve and Casing Relief Valve are included. | GMS 1250-36SM-2G | 27813.7821 | 102215.649
LIFECO-UK |  | 231007201073 | LIFECO-UK-UL/FM Approved Split Case (GMS 1250-36SM-2G) Electric Motor Driven Skid Pump 1250 GPM @ 14 Bar Coupled with UL Listed ODP Motor. Suction and Discharge Pressure Gauges, Air Release Valve and Casing Relief Valve are included. | GMS 1250-36SM-2G | 27935.4167 | 102662.6562
LIFECO-UK |  | 231007201074 | LIFECO-UK-UL/FM Approved Split Case (GMS 1250-36SM-2G) Electric Motor Driven Skid Pump 1250 GPM @ 15 Bar Coupled with UL Listed ODP Motor. Suction and Discharge Pressure Gauges, Air Release Valve and Casing Relief Valve are included. | GMS 1250-36SM-2G | 27935.4167 | 102662.6562
LIFECO-UK |  | 231007201075 | LIFECO-UK-UL/FM Approved Split Case (GMS 1250-36SM-2G) Electric Motor Driven Skid Pump 1250 GPM @ 16 Bar Coupled with UL Listed ODP Motor. Suction and Discharge Pressure Gauges, Air Release Valve and Casing Relief Valve are included. | GMS 1250-36SM-2G | 30574.775 | 112362.2981
LIFECO-UK |  | 231007201076 | LIFECO-UK-UL/FM Approved Split Case (GMS 1250-36SM-2G) Electric Motor Driven Skid Pump 1250 GPM @ 17 Bar Coupled with UL Listed ODP Motor. Suction and Discharge Pressure Gauges, Air Release Valve and Casing Relief Valve are included. | GMS 1250-36SM-2G | 30588.25 | 112411.8187
LIFECO-UK |  | 231008200137 | LIFECO-UK-UL/FM Approved Split Case (GMS 1250-36SM-2G) Electric Motor Driven Skid Pump 1250 GPM @ 18 Bar Coupled with UL Listed ODP Motor. Suction and Discharge Pressure Gauges, Air Release Valve and Casing Relief Valve are included. | GMS 1250-36SM-2G | 42620.7692 | 156631.3269
LIFECO-UK |  | 231008200138 | LIFECO-UK-UL/FM Approved Split Case (GMS 1250-36SM-2G) Electric Motor Driven Skid Pump 1250 GPM @ 19 Bar Coupled with UL Listed ODP Motor. Suction and Discharge Pressure Gauges, Air Release Valve and Casing Relief Valve are included. | GMS 1250-36SM-2G | 42620.7692 | 156631.3269
LIFECO-UK |  | 231008200139 | LIFECO-UK-UL/FM Approved Split Case (GMS 1250-36SM-2G) Electric Motor Driven Skid Pump 1250 GPM @ 19.37 Bar Coupled with UL Listed ODP Motor. Suction and Discharge Pressure Gauges, Air Release Valve and Casing Relief Valve are included. | GMS 1250-36SM-2G | 44283.109 | 162740.4255
LIFECO-UK |  | 231007201077 | LIFECO-UK-UL/FM Approved Split Case (GMS 1500-30SM) Electric Motor Driven Skid Pump 1500 GPM @ 6.07 Bar Coupled with UL Listed ODP Motor. Suction and Discharge Pressure Gauges, Air Release Valve and Casing Relief Valve are included. | GMS 1500-30SM | 19704.8077 | 72415.1683
LIFECO-UK |  | 231007201078 | LIFECO-UK-UL/FM Approved Split Case (GMS 1500-30SM) Electric Motor Driven Skid Pump 1500 GPM @ 7 Bar Coupled with UL Listed ODP Motor. Suction and Discharge Pressure Gauges, Air Release Valve and Casing Relief Valve are included. | GMS 1500-30SM | 22270.8538 | 81845.3879
LIFECO-UK |  | 231007201079 | LIFECO-UK-UL/FM Approved Split Case (GMS 1500-30SM) Electric Motor Driven Skid Pump 1500 GPM @ 8 Bar Coupled with UL Listed ODP Motor. Suction and Discharge Pressure Gauges, Air Release Valve and Casing Relief Valve are included. | GMS 1500-30SM | 25340.5449 | 93126.5024
LIFECO-UK |  | 231007201080 | LIFECO-UK-UL/FM Approved Split Case (GMS 1500-30SM) Electric Motor Driven Skid Pump 1500 GPM @ 9 Bar Coupled with UL Listed ODP Motor. Suction and Discharge Pressure Gauges, Air Release Valve and Casing Relief Valve are included. | GMS 1500-30SM | 25340.5449 | 93126.5024
LIFECO-UK |  | 231007201081 | LIFECO-UK-UL/FM Approved Split Case (GMS 1500-30SM) Electric Motor Driven Skid Pump 1500 GPM @ 10 Bar Coupled with UL Listed ODP Motor. Suction and Discharge Pressure Gauges, Air Release Valve and Casing Relief Valve are included. | GMS 1500-30SM | 26516.3462 | 97447.5721
LIFECO-UK |  | 231007201082 | LIFECO-UK-UL/FM Approved Split Case (GMS 1500-36SM) Electric Motor Driven Skid Pump 1500 GPM @ 11 Bar Coupled with UL Listed ODP Motor. Suction and Discharge Pressure Gauges, Air Release Valve and Casing Relief Valve are included. | GMS 1500-36SM | 27165.0641 | 99831.6106
LIFECO-UK |  | 231007201083 | LIFECO-UK-UL/FM Approved Split Case (GMS 1500-36SM) Electric Motor Driven Skid Pump 1500 GPM @ 12 Bar Coupled with UL Listed ODP Motor. Suction and Discharge Pressure Gauges, Air Release Valve and Casing Relief Valve are included. | GMS 1500-36SM | 27165.0641 | 99831.6106
LIFECO-UK |  | 231007201084 | LIFECO-UK-UL/FM Approved Split Case (GMS 1500-36SM) Electric Motor Driven Skid Pump 1500 GPM @ 13 Bar Coupled with UL Listed ODP Motor. Suction and Discharge Pressure Gauges, Air Release Valve and Casing Relief Valve are included. | GMS 1500-36SM | 30814.4551 | 113243.1226
LIFECO-UK |  | 231007201085 | LIFECO-UK-UL/FM Approved Split Case (GMS 1500-36SM) Electric Motor Driven Skid Pump 1500 GPM @ 14 Bar Coupled with UL Listed ODP Motor. Suction and Discharge Pressure Gauges, Air Release Valve and Casing Relief Valve are included. | GMS 1500-36SM | 31275.6654 | 114938.0703
LIFECO-UK |  | 231008200140 | LIFECO-UK-UL/FM Approved Split Case (GMS 1500-36SM) Electric Motor Driven Skid Pump 1500 GPM @ 15 Bar Coupled with UL Listed ODP Motor. Suction and Discharge Pressure Gauges, Air Release Valve and Casing Relief Valve are included. | GMS 1500-36SM | 42134.2308 | 154843.2981
LIFECO-UK |  | 231008200141 | LIFECO-UK-UL/FM Approved Split Case (GMS 1500-36SM) Electric Motor Driven Skid Pump 1500 GPM @ 16 Bar Coupled with UL Listed ODP Motor. Suction and Discharge Pressure Gauges, Air Release Valve and Casing Relief Valve are included. | GMS 1500-36SM | 42134.2308 | 154843.2981
LIFECO-UK |  | 231008200142 | LIFECO-UK-UL/FM Approved Split Case (GMS 1500-36SM) Electric Motor Driven Skid Pump 1500 GPM @ 17 Bar Coupled with UL Listed ODP Motor. Suction and Discharge Pressure Gauges, Air Release Valve and Casing Relief Valve are included. | GMS 1500-36SM | 42134.2308 | 154843.2981
LIFECO-UK |  | 231008200143 | LIFECO-UK-UL/FM Approved Split Case (GMS 1500-36SM) Electric Motor Driven Skid Pump 1500 GPM @ 18 Bar Coupled with UL Listed ODP Motor. Suction and Discharge Pressure Gauges, Air Release Valve and Casing Relief Valve are included. | GMS 1500-36SM | 43796.5705 | 160952.3966
LIFECO-UK |  | 231008200144 | LIFECO-UK-UL/FM Approved Split Case (GMS 1500-36SM) Electric Motor Driven Skid Pump 1500 GPM @ 18.96 Bar Coupled with UL Listed ODP Motor. Suction and Discharge Pressure Gauges, Air Release Valve and Casing Relief Valve are included. | GMS 1500-36SM | 43796.5705 | 160952.3966
LIFECO-UK |  | 231007201086 | LIFECO-UK-UL/FM Approved Split Case (GMS 1500-61SL5-2G) Electric Motor Driven Skid Pump 1500 GPM @ 6.83 Bar Coupled with UL Listed ODP Motor. Suction and Discharge Pressure Gauges, Air Release Valve and Casing Relief Valve are included. | GMS 1500-61SL5-2G | 44923.7179 | 165094.6635
LIFECO-UK |  | 231007201087 | LIFECO-UK-UL/FM Approved Split Case (GMS 1500-61SL5-2G) Electric Motor Driven Skid Pump 1500 GPM @ 7 Bar Coupled with UL Listed ODP Motor. Suction and Discharge Pressure Gauges, Air Release Valve and Casing Relief Valve are included. | GMS 1500-61SL5-2G | 44923.7179 | 165094.6635
LIFECO-UK |  | 231007201088 | LIFECO-UK-UL/FM Approved Split Case (GMS 1500-61SL5-2G) Electric Motor Driven Skid Pump 1500 GPM @ 8 Bar Coupled with UL Listed ODP Motor. Suction and Discharge Pressure Gauges, Air Release Valve and Casing Relief Valve are included. | GMS 1500-61SL5-2G | 47153.6859 | 173289.7957
LIFECO-UK |  | 231007201089 | LIFECO-UK-UL/FM Approved Split Case (GMS 1500-61SL5-2G) Electric Motor Driven Skid Pump 1500 GPM @ 9 Bar Coupled with UL Listed ODP Motor. Suction and Discharge Pressure Gauges, Air Release Valve and Casing Relief Valve are included. | GMS 1500-61SL5-2G | 58222.4359 | 213967.4519
LIFECO-UK |  | 231007201090 | LIFECO-UK-UL/FM Approved Split Case (GMS 1500-61SL5-2G) Electric Motor Driven Skid Pump 1500 GPM @ 10 Bar Coupled with UL Listed ODP Motor. Suction and Discharge Pressure Gauges, Air Release Valve and Casing Relief Valve are included. | GMS 1500-61SL5-2G | 58222.4359 | 213967.4519
LIFECO-UK |  | 231007201091 | LIFECO-UK-UL/FM Approved Split Case (GMS 1500-61SL5-2G) Electric Motor Driven Skid Pump 1500 GPM @ 11 Bar Coupled with UL Listed ODP Motor. Suction and Discharge Pressure Gauges, Air Release Valve and Casing Relief Valve are included. | GMS 1500-61SL5-2G | 61871.4744 | 227377.6683
LIFECO-UK |  | 231007201092 | LIFECO-UK-UL/FM Approved Split Case (GMS 1500-61SL5-2G) Electric Motor Driven Skid Pump 1500 GPM @ 11.31 Bar Coupled with UL Listed ODP Motor. Suction and Discharge Pressure Gauges, Air Release Valve and Casing Relief Valve are included. | GMS 1500-61SL5-2G | 61871.4744 | 227377.6683
LIFECO-UK |  | 231007201093 | LIFECO-UK-UL/FM Approved Split Case (GMS 2000-29SM-2G) Electric Motor Driven Skid Pump 2000 GPM @ 6.55 Bar Coupled with UL Listed ODP Motor. Suction and Discharge Pressure Gauges, Air Release Valve and Casing Relief Valve are included. | GMS 2000-29SM-2G | 25827.0833 | 94914.5312
LIFECO-UK |  | 231007201094 | LIFECO-UK-UL/FM Approved Split Case (GMS 2000-29SM-2G) Electric Motor Driven Skid Pump 2000 GPM @ 7 Bar Coupled with UL Listed ODP Motor. Suction and Discharge Pressure Gauges, Air Release Valve and Casing Relief Valve are included. | GMS 2000-29SM-2G | 25827.0833 | 94914.5312
LIFECO-UK |  | 231007201095 | LIFECO-UK-UL/FM Approved Split Case (GMS 2000-29SM-2G) Electric Motor Driven Skid Pump 2000 GPM @ 8 Bar Coupled with UL Listed ODP Motor. Suction and Discharge Pressure Gauges, Air Release Valve and Casing Relief Valve are included. | GMS 2000-29SM-2G | 28668.1083 | 105355.2981
LIFECO-UK |  | 231007201096 | LIFECO-UK-UL/FM Approved Split Case (GMS 2000-29SM-2G) Electric Motor Driven Skid Pump 2000 GPM @ 9 Bar Coupled with UL Listed ODP Motor. Suction and Discharge Pressure Gauges, Air Release Valve and Casing Relief Valve are included. | GMS 2000-29SM-2G | 28970.7776 | 106467.6075
LIFECO-UK |  | 231007201097 | LIFECO-UK-UL/FM Approved Split Case (GMS 2000-29SM-2G) Electric Motor Driven Skid Pump 2000 GPM @ 10 Bar Coupled with UL Listed ODP Motor. Suction and Discharge Pressure Gauges, Air Release Valve and Casing Relief Valve are included. | GMS 2000-29SM-2G | 31362.1423 | 115255.873
LIFECO-UK |  | 231007201099 | LIFECO-UK-UL/FM Approved Split Case (GMS 2000-61SL5-2G) Electric Motor Driven Skid Pump 2000 GPM @ 6.48 Bar Coupled with UL Listed ODP Motor. Suction and Discharge Pressure Gauges, Air Release Valve and Casing Relief Valve are included. | GMS 2000-61SL5-2G | 47153.6859 | 173289.7957
LIFECO-UK |  | 231007201100 | LIFECO-UK-UL/FM Approved Split Case (GMS 2000-61SL5-2G) Electric Motor Driven Skid Pump 2000 GPM @ 7 Bar Coupled with UL Listed ODP Motor. Suction and Discharge Pressure Gauges, Air Release Valve and Casing Relief Valve are included. | GMS 2000-61SL5-2G | 47153.6859 | 173289.7957
LIFECO-UK |  | 231007201101 | LIFECO-UK-UL/FM Approved Split Case (GMS 2000-61SL5-2G) Electric Motor Driven Skid Pump 2000 GPM @ 8 Bar Coupled with UL Listed ODP Motor. Suction and Discharge Pressure Gauges, Air Release Valve and Casing Relief Valve are included. | GMS 2000-61SL5-2G | 47153.6859 | 173289.7957
LIFECO-UK |  | 231007201102 | LIFECO-UK-UL/FM Approved Split Case (GMS 2000-61SL5-2G) Electric Motor Driven Skid Pump 2000 GPM @ 9 Bar Coupled with UL Listed ODP Motor. Suction and Discharge Pressure Gauges, Air Release Valve and Casing Relief Valve are included. | GMS 2000-61SL5-2G | 58222.4359 | 213967.4519
LIFECO-UK |  | 231007201103 | LIFECO-UK-UL/FM Approved Split Case (GMS 2000-61SL5-2G) Electric Motor Driven Skid Pump 2000 GPM @ 10 Bar Coupled with UL Listed ODP Motor. Suction and Discharge Pressure Gauges, Air Release Valve and Casing Relief Valve are included. | GMS 2000-61SL5-2G | 61871.4744 | 227377.6683
LIFECO-UK |  | 231007201104 | LIFECO-UK-UL/FM Approved Split Case (GMS 2000-61SL5-2G) Electric Motor Driven Skid Pump 2000 GPM @ 11 Bar Coupled with UL Listed ODP Motor. Suction and Discharge Pressure Gauges, Air Release Valve and Casing Relief Valve are included. | GMS 2000-61SL5-2G | 61871.4744 | 227377.6683
LIFECO-UK |  | 231007201105 | LIFECO-UK-UL/FM Approved Split Case (GMS 2000-61SL5-2G) Electric Motor Driven Skid Pump 2000 GPM @ 11.45 Bar Coupled with UL Listed ODP Motor. Suction and Discharge Pressure Gauges, Air Release Valve and Casing Relief Valve are included. | GMS 2000-61SL5-2G | 69939.9038 | 257029.1466
LIFECO-UK |  | 231007201106 | LIFECO-UK-UL/FM Approved Split Case (GMS 2500-29SM-2G) Electric Motor Driven Skid Pump 2500 GPM @ 6.13 Bar Coupled with UL Listed ODP Motor. Suction and Discharge Pressure Gauges, Air Release Valve and Casing Relief Valve are included. | GMS 2500-29SM-2G | 25827.0833 | 94914.5312
LIFECO-UK |  | 231007201107 | LIFECO-UK-UL/FM Approved Split Case (GMS 2500-29SM-2G) Electric Motor Driven Skid Pump 2500 GPM @ 7 Bar Coupled with UL Listed ODP Motor. Suction and Discharge Pressure Gauges, Air Release Valve and Casing Relief Valve are included. | GMS 2500-29SM-2G | 25827.0833 | 94914.5312
LIFECO-UK |  | 231007201108 | LIFECO-UK-UL/FM Approved Split Case (GMS 2500-29SM-2G) Electric Motor Driven Skid Pump 2500 GPM @ 8 Bar Coupled with UL Listed ODP Motor. Suction and Discharge Pressure Gauges, Air Release Valve and Casing Relief Valve are included. | GMS 2500-29SM-2G | 28668.1083 | 105355.2981
LIFECO-UK |  | 231007201109 | LIFECO-UK-UL/FM Approved Split Case (GMS 2500-29SM-2G) Electric Motor Driven Skid Pump 2500 GPM @ 9 Bar Coupled with UL Listed ODP Motor. Suction and Discharge Pressure Gauges, Air Release Valve and Casing Relief Valve are included. | GMS 2500-29SM-2G | 31362.1423 | 115255.873
LIFECO-UK |  | 231007201110 | LIFECO-UK-UL/FM Approved Split Case (GMS 2500-29SM-2G) Electric Motor Driven Skid Pump 2500 GPM @ 9.3 Bar Coupled with UL Listed ODP Motor. Suction and Discharge Pressure Gauges, Air Release Valve and Casing Relief Valve are included. | GMS 2500-29SM-2G | 31362.1423 | 115255.873
LIFECO-UK |  | 231007201111 | LIFECO-UK-UL/FM Approved Split Case (GMS 2500-61SL5-2G) Electric Motor Driven Skid Pump 2500 GPM @ 6.21 Bar Coupled with UL Listed ODP Motor. Suction and Discharge Pressure Gauges, Air Release Valve and Casing Relief Valve are included. | GMS 2500-61SL5-2G | 47153.6859 | 173289.7957
LIFECO-UK |  | 231007201112 | LIFECO-UK-UL/FM Approved Split Case (GMS 2500-61SL5-2G) Electric Motor Driven Skid Pump 2500 GPM @ 7 Bar Coupled with UL Listed ODP Motor. Suction and Discharge Pressure Gauges, Air Release Valve and Casing Relief Valve are included. | GMS 2500-61SL5-2G | 47153.6859 | 173289.7957
LIFECO-UK |  | 231007201113 | LIFECO-UK-UL/FM Approved Split Case (GMS 2500-61SL5-2G) Electric Motor Driven Skid Pump 2500 GPM @ 8 Bar Coupled with UL Listed ODP Motor. Suction and Discharge Pressure Gauges, Air Release Valve and Casing Relief Valve are included. | GMS 2500-61SL5-2G | 58222.4359 | 213967.4519
LIFECO-UK |  | 231007201114 | LIFECO-UK-UL/FM Approved Split Case (GMS 2500-61SL5-2G) Electric Motor Driven Skid Pump 2500 GPM @ 9 Bar Coupled with UL Listed ODP Motor. Suction and Discharge Pressure Gauges, Air Release Valve and Casing Relief Valve are included. | GMS 2500-61SL5-2G | 61871.4744 | 227377.6683
LIFECO-UK |  | 231007201115 | LIFECO-UK-UL/FM Approved Split Case (GMS 2500-61SL5-2G) Electric Motor Driven Skid Pump 2500 GPM @ 10 Bar Coupled with UL Listed ODP Motor. Suction and Discharge Pressure Gauges, Air Release Valve and Casing Relief Valve are included. | GMS 2500-61SL5-2G | 69939.9038 | 257029.1466
LIFECO-UK |  | 231007201116 | LIFECO-UK-UL/FM Approved Split Case (GMS 2500-61SL5-2G) Electric Motor Driven Skid Pump 2500 GPM @ 11.17 Bar Coupled with UL Listed ODP Motor. Suction and Discharge Pressure Gauges, Air Release Valve and Casing Relief Valve are included. | GMS 2500-61SL5-2G | 69939.9038 | 257029.1466
LIFECO-UK |  | 231007201117 | LIFECO-UK-UL/FM Approved Split Case (GMS 3000-61SL5-2G) Electric Motor Driven Skid Pump 3000 GPM @ 7.24 Bar Coupled with UL Listed ODP Motor. Suction and Discharge Pressure Gauges, Air Release Valve and Casing Relief Valve are included. | GMS 3000-61SL5-2G | 58222.4359 | 213967.4519
LIFECO-UK |  | 231007201118 | LIFECO-UK-UL/FM Approved Split Case (GMS 3000-61SL5-2G) Electric Motor Driven Skid Pump 3000 GPM @ 8 Bar Coupled with UL Listed ODP Motor. Suction and Discharge Pressure Gauges, Air Release Valve and Casing Relief Valve are included. | GMS 3000-61SL5-2G | 58222.4359 | 213967.4519
LIFECO-UK |  | 231007201119 | LIFECO-UK-UL/FM Approved Split Case (GMS 3000-61SL5-2G) Electric Motor Driven Skid Pump 3000 GPM @ 9 Bar Coupled with UL Listed ODP Motor. Suction and Discharge Pressure Gauges, Air Release Valve and Casing Relief Valve are included. | GMS 3000-61SL5-2G | 61871.4744 | 227377.6683
LIFECO-UK |  | 231007201120 | LIFECO-UK-UL/FM Approved Split Case (GMS 3000-61SL5-2G) Electric Motor Driven Skid Pump 3000 GPM @ 10 Bar Coupled with UL Listed ODP Motor. Suction and Discharge Pressure Gauges, Air Release Valve and Casing Relief Valve are included. | GMS 3000-61SL5-2G | 69939.9038 | 257029.1466
LIFECO-UK |  | 231007201121 | LIFECO-UK-UL/FM Approved Split Case (GMS 3000-61SL5-2G) Electric Motor Driven Skid Pump 3000 GPM @ 10.82 Bar Coupled with UL Listed ODP Motor. Suction and Discharge Pressure Gauges, Air Release Valve and Casing Relief Valve are included. | GMS 3000-61SL5-2G | 80441.0256 | 295620.7692
LIFECO-UK |  | 231007201122 | LIFECO-UK-UL/FM Approved Split Case (GMS 3500-61SL5-2G) Electric Motor Driven Skid Pump 3500 GPM @ 8.14 Bar Coupled with UL Listed ODP Motor. Suction and Discharge Pressure Gauges, Air Release Valve and Casing Relief Valve are included. | GMS 3500-61SL5-2G | 61871.4744 | 227377.6683
LIFECO-UK |  | 231007201123 | LIFECO-UK-UL/FM Approved Split Case (GMS 3500-61SL5-2G) Electric Motor Driven Skid Pump 3500 GPM @ 9 Bar Coupled with UL Listed ODP Motor. Suction and Discharge Pressure Gauges, Air Release Valve and Casing Relief Valve are included. | GMS 3500-61SL5-2G | 69939.9038 | 257029.1466
LIFECO-UK |  | 231007201124 | LIFECO-UK-UL/FM Approved Split Case (GMS 3500-61SL5-2G) Electric Motor Driven Skid Pump 3500 GPM @ 10 Bar Coupled with UL Listed ODP Motor. Suction and Discharge Pressure Gauges, Air Release Valve and Casing Relief Valve are included. | GMS 3500-61SL5-2G | 80441.0256 | 295620.7692
LIFECO-UK |  | 231007201125 | LIFECO-UK-UL/FM Approved Split Case (GMS 3500-61SL5-2G) Electric Motor Driven Skid Pump 3500 GPM @ 10.2 Bar Coupled with UL Listed ODP Motor. Suction and Discharge Pressure Gauges, Air Release Valve and Casing Relief Valve are included. | GMS 3500-61SL5-2G | 82062.8205 | 301580.8654
UL/FM Diesel Split Case
Item of | LIFECO-UK Item Code | Supplier Item Code | Description |  | LIFECO-UK GP (USD) | LIFECO-UK GP (AED)
LIFECO-UK |  | 231007201126 | LIFECO-UK-UL/FM Approved Split Case (GMS 150-28SM) Engine Driven Skid Pump 150 GPM @ 6.96 Bar Coupled with UL/FM Listed Stallion Engine. Suction and Discharge Pressure Gauges and Air Release Valve are included. | GMS 150-28SM | 20207.5641 | 74262.7981
LIFECO-UK |  | 231007201127 | LIFECO-UK-UL/FM Approved Split Case (GMS 150-28SM) Engine Driven Skid Pump 150 GPM @ 8 Bar Coupled with UL/FM Listed Stallion Engine. Suction and Discharge Pressure Gauges and Air Release Valve are included. | GMS 150-28SM | 21232.1894 | 78028.2961
LIFECO-UK |  | 231007201128 | LIFECO-UK-UL/FM Approved Split Case (GMS 150-28SM) Engine Driven Skid Pump 150 GPM @ 9 Bar Coupled with UL/FM Listed Stallion Engine. Suction and Discharge Pressure Gauges and Air Release Valve are included. | GMS 150-28SM | 21307.8567 | 78306.3735
LIFECO-UK |  | 231007201129 | LIFECO-UK-UL/FM Approved Split Case (GMS 150-28SM) Engine Driven Skid Pump 150 GPM @ 10 Bar Coupled with UL/FM Listed Stallion Engine. Suction and Discharge Pressure Gauges and Air Release Valve are included. | GMS 150-28SM | 21383.524 | 78584.4508
LIFECO-UK |  | 231007201130 | LIFECO-UK-UL/FM Approved Split Case (GMS 150-28SM) Engine Driven Skid Pump 150 GPM @ 11 Bar Coupled with FM Listed Stallion Engine. Suction and Discharge Pressure Gauges and Air Release Valve are included. | GMS 150-28SM | 21686.1933 | 79696.7603
LIFECO-UK |  | 231007201131 | LIFECO-UK-UL/FM Approved Split Case (GMS 150-35SM) Engine Driven Skid Pump 150 GPM @ 12 Bar Coupled with UL/FM Listed Stallion Engine. Suction and Discharge Pressure Gauges and Air Release Valve are included. | GMS 150-35SM | 22896.8702 | 84145.998
LIFECO-UK |  | 231007201132 | LIFECO-UK-UL/FM Approved Split Case (GMS 150-35SM) Engine Driven Skid Pump 150 GPM @ 13 Bar Coupled with UL/FM Listed Stallion Engine. Suction and Discharge Pressure Gauges and Air Release Valve are included. | GMS 150-35SM | 30370.2032 | 111610.4968
LIFECO-UK |  | 231007201133 | LIFECO-UK-UL/FM Approved Split Case (GMS 150-35SM) Engine Driven Skid Pump 150 GPM @ 14 Bar Coupled with UL/FM Listed Stallion Engine. Suction and Discharge Pressure Gauges and Air Release Valve are included. | GMS 150-35SM | 30672.8724 | 112722.8062
LIFECO-UK |  | 231007201134 | LIFECO-UK-UL/FM Approved Split Case (GMS 150-40SM) Engine Driven Skid Pump 150 GPM @ 15 Bar Coupled with UL/FM Listed Stallion Engine. Suction and Discharge Pressure Gauges and Air Release Valve are included. | GMS 150-40SM | 40788.141 | 149896.4183
LIFECO-UK |  | 231007201135 | LIFECO-UK-UL/FM Approved Split Case (GMS 150-40SM) Engine Driven Skid Pump 150 GPM @ 16 Bar Coupled with UL/FM Listed Stallion Engine. Suction and Discharge Pressure Gauges and Air Release Valve are included. | GMS 150-40SM | 40788.141 | 149896.4183
LIFECO-UK |  | 231007201136 | LIFECO-UK-UL/FM Approved Split Case (GMS 150-40SM) Engine Driven Skid Pump 150 GPM @ 17 Bar Coupled with UL/FM Listed Stallion Engine. Suction and Discharge Pressure Gauges and Air Release Valve are included. | GMS 150-40SM | 40788.141 | 149896.4183
LIFECO-UK |  | 231007201137 | LIFECO-UK-UL/FM Approved Split Case (GMS 150-40SM) Engine Driven Skid Pump 150 GPM @ 18 Bar Coupled with UL/FM Listed Stallion Engine. Suction and Discharge Pressure Gauges and Air Release Valve are included. | GMS 150-40SM | 42166.6667 | 154962.5
LIFECO-UK |  | 231007201138 | LIFECO-UK-UL/FM Approved Split Case (GMS 150-40SM) Engine Driven Skid Pump 150 GPM @ 19 Bar Coupled with UL Listed tallion Engine. Suction and Discharge Pressure Gauges and Air Release Valve are included. | GMS 150-40SM | 42166.6667 | 154962.5
LIFECO-UK |  | 231007201139 | LIFECO-UK-UL/FM Approved Split Case (GMS 150-40SM) Engine Driven Skid Pump 150 GPM @ 19.93 Bar Coupled with UL/FM Listed Stallion Engine. Suction and Discharge Pressure Gauges and Air Release Valve are included. | GMS 150-40SM | 43222.6526 | 158843.2482
LIFECO-UK |  | 231007201140 | LIFECO-UK-UL/FM Approved Split Case (GMS 200-28SM) Engine Driven Skid Pump 200 GPM @ 6.96 Bar Coupled with UL/FM Listed Stallion Engine. Suction and Discharge Pressure Gauges and Air Release Valve are included. | GMS 200-28SM | 21232.1894 | 78028.2961
LIFECO-UK |  | 231007201141 | LIFECO-UK-UL/FM Approved Split Case (GMS 200-28SM) Engine Driven Skid Pump 200 GPM @ 8 Bar Coupled with UL/FM Listed Stallion Engine. Suction and Discharge Pressure Gauges and Air Release Valve are included. | GMS 200-28SM | 21307.8567 | 78306.3735
LIFECO-UK |  | 231007201142 | LIFECO-UK-UL/FM Approved Split Case (GMS 200-28SM) Engine Driven Skid Pump 200 GPM @ 9 Bar Coupled with UL/FM Listed Stallion Engine. Suction and Discharge Pressure Gauges and Air Release Valve are included. | GMS 200-28SM | 21383.524 | 78584.4508
LIFECO-UK |  | 231007201143 | LIFECO-UK-UL/FM Approved Split Case (GMS 200-28SM) Engine Driven Skid Pump 200 GPM @ 10 Bar Coupled with UL/FM Listed Stallion Engine. Suction and Discharge Pressure Gauges and Air Release Valve are included. | GMS 200-28SM | 21459.1913 | 78862.5282
LIFECO-UK |  | 126064200119 | LIFECO-UK-UL/FM Approved Split Case (GMS 200-28SM) Engine Driven Skid Pump 200 GPM @ 11 Bar Coupled with FM Listed Stallion Engine. Suction and Discharge Pressure Gauges and Air Release Valve are included. | GMS 200-28SM | 22594.201 | 83033.6885
LIFECO-UK |  | 231007201144 | LIFECO-UK-UL/FM Approved Split Case (GMS 200-35SM) Engine Driven Skid Pump 200 GPM @ 12 Bar Coupled with UL/FM Listed Stallion Engine. Suction and Discharge Pressure Gauges and Air Release Valve are included. | GMS 200-35SM | 22896.8702 | 84145.998
LIFECO-UK |  | 231007201145 | LIFECO-UK-UL/FM Approved Split Case (GMS 200-35SM) Engine Driven Skid Pump 200 GPM @ 13 Bar Coupled with UL/FM Listed Stallion Engine. Suction and Discharge Pressure Gauges and Air Release Valve are included. | GMS 200-35SM | 30370.2032 | 111610.4968
LIFECO-UK |  | 231007201146 | LIFECO-UK-UL/FM Approved Split Case (GMS 200-35SM) Engine Driven Skid Pump 200 GPM @ 14 Bar Coupled with UL/FM Listed Stallion Engine. Suction and Discharge Pressure Gauges and Air Release Valve are included. | GMS 200-35SM | 30672.8724 | 112722.8062
LIFECO-UK |  | 126064200120 | LIFECO-UK-UL/FM Approved Split Case (GMS 200-40SM) Engine Driven Skid Pump 200 GPM @ 15 Bar Coupled with FM Listed Stallion Engine. Suction and Discharge Pressure Gauges and Air Release Valve are included. | GMS 200-40SM | 36388.9731 | 133729.4761
LIFECO-UK |  | 231007201147 | LIFECO-UK-UL/FM Approved Split Case (GMS 200-40SM) Engine Driven Skid Pump 200 GPM @ 16 Bar Coupled with UL/FM Listed Stallion Engine. Suction and Discharge Pressure Gauges and Air Release Valve are included. | GMS 200-40SM | 40788.141 | 149896.4183
LIFECO-UK |  | 231007201148 | LIFECO-UK-UL/FM Approved Split Case (GMS 200-40SM) Engine Driven Skid Pump 200 GPM @ 17 Bar Coupled with UL/FM Listed Stallion Engine. Suction and Discharge Pressure Gauges and Air Release Valve are included. | GMS 200-40SM | 40788.141 | 149896.4183
LIFECO-UK |  | 231007201149 | LIFECO-UK-UL/FM Approved Split Case (GMS 200-40SM) Engine Driven Skid Pump 200 GPM @ 18 Bar Coupled with UL/FM Listed Stallion Engine. Suction and Discharge Pressure Gauges and Air Release Valve are included. | GMS 200-40SM | 42166.6667 | 154962.5
LIFECO-UK |  | 231007201150 | LIFECO-UK-UL/FM Approved Split Case (GMS 200-40SM) Engine Driven Skid Pump 200 GPM @ 19 Bar Coupled with UL/FM Listed Stallion Engine. Suction and Discharge Pressure Gauges and Air Release Valve are included. | GMS 200-40SM | 42166.6667 | 154962.5
LIFECO-UK |  | 231007201151 | LIFECO-UK-UL/FM Approved Split Case (GMS 200-40SM) Engine Driven Skid Pump 200 GPM @ 19.93 Bar Coupled with UL/FM Listed Stallion Engine. Suction and Discharge Pressure Gauges and Air Release Valve are included. | GMS 200-40SM | 43222.6526 | 158843.2482
LIFECO-UK |  | 231007201152 | LIFECO-UK-UL/FM Approved Split Case (GMS 250-28SM) Engine Driven Skid Pump 250 GPM @ 6.96 Bar Coupled with UL/FM Listed Stallion Engine. Suction and Discharge Pressure Gauges and Air Release Valve are included. | GMS 250-28SM | 21307.8567 | 78306.3735
LIFECO-UK |  | 231007201153 | LIFECO-UK-UL/FM Approved Split Case (GMS 250-28SM) Engine Driven Skid Pump 250 GPM @ 8 Bar Coupled with UL/FM Listed Stallion Engine. Suction and Discharge Pressure Gauges and Air Release Valve are included. | GMS 250-28SM | 21383.524 | 78584.4508
LIFECO-UK |  | 231007201154 | LIFECO-UK-UL/FM Approved Split Case (GMS 250-28SM) Engine Driven Skid Pump 250 GPM @ 9 Bar Coupled with UL/FM Listed Stallion Engine. Suction and Discharge Pressure Gauges and Air Release Valve are included. | GMS 250-28SM | 21459.1913 | 78862.5282
LIFECO-UK |  | 231007201155 | LIFECO-UK-UL/FM Approved Split Case (GMS 250-28SM) Engine Driven Skid Pump 250 GPM @ 10 Bar Coupled with UL/FM Listed Stallion Engine. Suction and Discharge Pressure Gauges and Air Release Valve are included. | GMS 250-28SM | 22594.201 | 83033.6885
LIFECO-UK |  | 231007201156 | LIFECO-UK-UL/FM Approved Split Case (GMS 250-28SM) Engine Driven Skid Pump 250 GPM @ 11 Bar Coupled with UL/FM Listed Stallion Engine. Suction and Discharge Pressure Gauges and Air Release Valve are included. | GMS 250-28SM | 23191.6667 | 85229.375
LIFECO-UK |  | 231007201157 | LIFECO-UK-UL/FM Approved Split Case (GMS 250-35SM) Engine Driven Skid Pump 250 GPM @ 12 Bar Coupled with UL/FM Listed Stallion Engine. Suction and Discharge Pressure Gauges and Air Release Valve are included. | GMS 250-35SM | 30370.2032 | 111610.4968
LIFECO-UK |  | 231007201158 | LIFECO-UK-UL/FM Approved Split Case (GMS 250-35SM) Engine Driven Skid Pump 250 GPM @ 13 Bar Coupled with UL/FM Listed Stallion Engine. Suction and Discharge Pressure Gauges and Air Release Valve are included. | GMS 250-35SM | 30725.8396 | 112917.4604
LIFECO-UK |  | 231007201159 | LIFECO-UK-UL/FM Approved Split Case (GMS 250-35SM) Engine Driven Skid Pump 250 GPM @ 14 Bar Coupled with UL/FM Listed Stallion Engine. Suction and Discharge Pressure Gauges and Air Release Valve are included. | GMS 250-35SM | 30880.2009 | 113484.7382
LIFECO-UK |  | 126064200121 | LIFECO-UK-UL/FM Approved Split Case (GMS 250-40SM) Engine Driven Skid Pump 250 GPM @ 15 Bar Coupled with FM Listed Stallion Engine. Suction and Discharge Pressure Gauges and Air Release Valve are included. | GMS 250-40SM | 40788.141 | 149896.4183
LIFECO-UK |  | 126064200122 | LIFECO-UK-UL/FM Approved Split Case (GMS 250-40SM) Engine Driven Skid Pump 250 GPM @ 16 Bar Coupled with FM Listed Stallion Engine. Suction and Discharge Pressure Gauges and Air Release Valve are included. | GMS 250-40SM | 40788.141 | 149896.4183
LIFECO-UK |  | 126064200123 | LIFECO-UK-UL/FM Approved Split Case (GMS 250-40SM) Engine Driven Skid Pump 250 GPM @ 17 Bar Coupled with FM Listed Stallion Engine. Suction and Discharge Pressure Gauges and Air Release Valve are included. | GMS 250-40SM | 40788.141 | 149896.4183
LIFECO-UK |  | 126064200124 | LIFECO-UK-UL/FM Approved Split Case (GMS 250-40SM) Engine Driven Skid Pump 250 GPM @ 18 Bar Coupled with FM Listed Stallion Engine. Suction and Discharge Pressure Gauges and Air Release Valve are included. | GMS 250-40SM | 42166.6667 | 154962.5
LIFECO-UK |  | 126064200125 | LIFECO-UK-UL/FM Approved Split Case (GMS 250-40SM) Engine Driven Skid Pump 250 GPM @ 19 Bar Coupled with FM Listed Stallion Engine. Suction and Discharge Pressure Gauges and Air Release Valve are included. | GMS 250-40SM | 43222.6526 | 158843.2482
LIFECO-UK |  | 126064200126 | LIFECO-UK-UL/FM Approved Split Case (GMS 250-40SM) Engine Driven Skid Pump 250 GPM @ 19.86 Bar Coupled with FM Listed Stallion Engine. Suction and Discharge Pressure Gauges and Air Release Valve are included. | GMS 250-40SM | 46788.7821 | 171948.774
LIFECO-UK |  | 231007201160 | LIFECO-UK-UL/FM Approved Split Case (GMS 300-28SM) Engine Driven Skid Pump 300 GPM @ 6.9 Bar Coupled with UL/FM Listed Stallion Engine. Suction and Discharge Pressure Gauges and Air Release Valve are included. | GMS 300-28SM | 21455.5881 | 78849.2864
LIFECO-UK |  | 231007201161 | LIFECO-UK-UL/FM Approved Split Case (GMS 300-28SM) Engine Driven Skid Pump 300 GPM @ 8 Bar Coupled with UL/FM Listed Stallion Engine. Suction and Discharge Pressure Gauges and Air Release Valve are included. | GMS 300-28SM | 21686.1933 | 79696.7603
LIFECO-UK |  | 231007201162 | LIFECO-UK-UL/FM Approved Split Case (GMS 300-28SM) Engine Driven Skid Pump 300 GPM @ 9 Bar Coupled with UL/FM Listed Stallion Engine. Suction and Discharge Pressure Gauges and Air Release Valve are included. | GMS 300-28SM | 22594.201 | 83033.6885
LIFECO-UK |  | 231007201163 | LIFECO-UK-UL/FM Approved Split Case (GMS 300-28SM) Engine Driven Skid Pump 300 GPM @ 10 Bar Coupled with UL/FM Listed Stallion Engine. Suction and Discharge Pressure Gauges and Air Release Valve are included. | GMS 300-28SM | 22896.8702 | 84145.998
LIFECO-UK |  | 231007201164 | LIFECO-UK-UL/FM Approved Split Case (GMS 300-28SM) Engine Driven Skid Pump 300 GPM @ 11 Bar Coupled with UL/FM Listed Stallion Engine. Suction and Discharge Pressure Gauges and Air Release Valve are included. | GMS 300-28SM | 30381.0128 | 111650.2221
LIFECO-UK |  | 231007201165 | LIFECO-UK-UL/FM Approved Split Case (GMS 300-35SM) Engine Driven Skid Pump 300 GPM @ 12 Bar Coupled with UL/FM Listed Stallion Engine. Suction and Discharge Pressure Gauges and Air Release Valve are included. | GMS 300-35SM | 30683.6821 | 112762.5315
LIFECO-UK |  | 231007201166 | LIFECO-UK-UL/FM Approved Split Case (GMS 300-35SM) Engine Driven Skid Pump 300 GPM @ 13 Bar Coupled with UL/FM Listed Stallion Engine. Suction and Discharge Pressure Gauges and Air Release Valve are included. | GMS 300-35SM | 30986.3513 | 113874.841
LIFECO-UK |  | 231007201167 | LIFECO-UK-UL/FM Approved Split Case (GMS 300-35SM) Engine Driven Skid Pump 300 GPM @ 14 Bar Coupled with UL/FM Listed Stallion Engine. Suction and Discharge Pressure Gauges and Air Release Valve are included. | GMS 300-35SM | 31289.0205 | 114987.1504
LIFECO-UK |  | 231007201168 | LIFECO-UK-UL/FM Approved Split Case (GMS 300-40SM) Engine Driven Skid Pump 300 GPM @ 15 Bar Coupled with UL/FM Listed Stallion Engine. Suction and Discharge Pressure Gauges and Air Release Valve are included. | GMS 300-40SM | 40788.141 | 149896.4183
LIFECO-UK |  | 231007201169 | LIFECO-UK-UL/FM Approved Split Case (GMS 300-40SM) Engine Driven Skid Pump 300 GPM @ 16 Bar Coupled with UL/FM Listed Stallion Engine. Suction and Discharge Pressure Gauges and Air Release Valve are included. | GMS 300-40SM | 40788.141 | 149896.4183
LIFECO-UK |  | 231007201170 | LIFECO-UK-UL/FM Approved Split Case (GMS 300-40SM) Engine Driven Skid Pump 300 GPM @ 17 Bar Coupled with UL/FM Listed Stallion Engine. Suction and Discharge Pressure Gauges and Air Release Valve are included. | GMS 300-40SM | 40788.141 | 149896.4183
LIFECO-UK |  | 231007201171 | LIFECO-UK-UL/FM Approved Split Case (GMS 300-40SM) Engine Driven Skid Pump 300 GPM @ 18 Bar Coupled with UL/FM Listed Stallion Engine. Suction and Discharge Pressure Gauges and Air Release Valve are included. | GMS 300-40SM | 42166.6667 | 154962.5
LIFECO-UK |  | 231007201172 | LIFECO-UK-UL/FM Approved Split Case (GMS 300-40SM) Engine Driven Skid Pump 300 GPM @ 19 Bar Coupled with UL/FM Listed Stallion Engine. Suction and Discharge Pressure Gauges and Air Release Valve are included. | GMS 300-40SM | 43371.6603 | 159390.8514
LIFECO-UK |  | 231007201173 | LIFECO-UK-UL/FM Approved Split Case (GMS 300-40SM) Engine Driven Skid Pump 300 GPM @ 19.72 Bar Coupled with UL/FM Listed Stallion Engine. Suction and Discharge Pressure Gauges and Air Release Valve are included. | GMS 300-40SM | 46788.7821 | 171948.774
LIFECO-UK |  | 231007201174 | LIFECO-UK-UL/FM Approved Split Case (GMS 400-28SM) Engine Driven Skid Pump 400 GPM @ 6.76 Bar Coupled with UL/FM Listed Stallion Engine. Suction and Discharge Pressure Gauges and Air Release Valve are included. | GMS 400-28SM | 22140.1971 | 81365.2244
LIFECO-UK |  | 231007201175 | LIFECO-UK-UL/FM Approved Split Case (GMS 400-28SM) Engine Driven Skid Pump 400 GPM @ 7 Bar Coupled with UL/FM Listed Stallion Engine. Suction and Discharge Pressure Gauges and Air Release Valve are included. | GMS 400-28SM | 22370.8022 | 82212.6982
LIFECO-UK |  | 231007201176 | LIFECO-UK-UL/FM Approved Split Case (GMS 400-28SM) Engine Driven Skid Pump 400 GPM @ 8 Bar Coupled with UL/FM Listed Stallion Engine. Suction and Discharge Pressure Gauges and Air Release Valve are included. | GMS 400-28SM | 23199.5394 | 85258.3074
LIFECO-UK |  | 231007201177 | LIFECO-UK-UL/FM Approved Split Case (GMS 400-28SM) Engine Driven Skid Pump 400 GPM @ 9 Bar Coupled with UL/FM Listed Stallion Engine. Suction and Discharge Pressure Gauges and Air Release Valve are included. | GMS 400-28SM | 23502.2087 | 86370.6168
LIFECO-UK |  | 231007201178 | LIFECO-UK-UL/FM Approved Split Case (GMS 400-28SM) Engine Driven Skid Pump 400 GPM @ 10 Bar Coupled with UL/FM Listed Stallion Engine. Suction and Discharge Pressure Gauges and Air Release Valve are included. | GMS 400-28SM | 30381.0128 | 111650.2221
LIFECO-UK |  | 231007201179 | LIFECO-UK-UL/FM Approved Split Case (GMS 400-28SM) Engine Driven Skid Pump 400 GPM @ 11 Bar Coupled with UL/FM Listed Stallion Engine. Suction and Discharge Pressure Gauges and Air Release Valve are included. | GMS 400-28SM | 30683.6821 | 112762.5315
LIFECO-UK |  | 231007201180 | LIFECO-UK-UL/FM Approved Split Case (GMS 400-35SM) Engine Driven Skid Pump 400 GPM @ 12 Bar Coupled with UL/FM Listed Stallion Engine. Suction and Discharge Pressure Gauges and Air Release Valve are included. | GMS 400-35SM | 30986.3513 | 113874.841
LIFECO-UK |  | 231007201181 | LIFECO-UK-UL/FM Approved Split Case (GMS 400-35SM) Engine Driven Skid Pump 400 GPM @ 13 Bar Coupled with UL/FM Listed Stallion Engine. Suction and Discharge Pressure Gauges and Air Release Valve are included. | GMS 400-35SM | 31289.0205 | 114987.1504
LIFECO-UK |  | 231007201182 | LIFECO-UK-UL/FM Approved Split Case (GMS 400-35SM) Engine Driven Skid Pump 400 GPM @ 14 Bar Coupled with UL/FM Listed Stallion Engine. Suction and Discharge Pressure Gauges and Air Release Valve are included. | GMS 400-35SM | 31591.6897 | 116099.4598
LIFECO-UK |  | 231007201183 | LIFECO-UK-UL/FM Approved Split Case (GMS 400-40SM) Engine Driven Skid Pump 400 GPM @ 15 Bar Coupled with UL/FM Listed Stallion Engine. Suction and Discharge Pressure Gauges and Air Release Valve are included. | GMS 400-40SM | 40788.141 | 149896.4183
LIFECO-UK |  | 231007201184 | LIFECO-UK-UL/FM Approved Split Case (GMS 400-40SM) Engine Driven Skid Pump 400 GPM @ 16 Bar Coupled with UL/FM Listed Stallion Engine. Suction and Discharge Pressure Gauges and Air Release Valve are included. | GMS 400-40SM | 40788.141 | 149896.4183
LIFECO-UK |  | 231007201185 | LIFECO-UK-UL/FM Approved Split Case (GMS 400-40SM) Engine Driven Skid Pump 400 GPM @ 17 Bar Coupled with UL/FM Listed Stallion Engine. Suction and Discharge Pressure Gauges and Air Release Valve are included. | GMS 400-40SM | 40788.141 | 149896.4183
LIFECO-UK |  | 231007201186 | LIFECO-UK-UL/FM Approved Split Case (GMS 400-40SM) Engine Driven Skid Pump 400 GPM @ 18 Bar Coupled with UL/FM Listed Stallion Engine. Suction and Discharge Pressure Gauges and Air Release Valve are included. | GMS 400-40SM | 42166.6667 | 154962.5
LIFECO-UK |  | 231007201187 | LIFECO-UK-UL/FM Approved Split Case (GMS 400-40SM) Engine Driven Skid Pump 400 GPM @ 19 Bar Coupled with UL/FM Listed Stallion Engine. Suction and Discharge Pressure Gauges and Air Release Valve are included. | GMS 400-40SM | 46788.7821 | 171948.774
LIFECO-UK |  | 231007201188 | LIFECO-UK-UL/FM Approved Split Case (GMS 400-40SM) Engine Driven Skid Pump 400 GPM @ 19.65 Bar Coupled with UL/FM Listed Stallion Engine. Suction and Discharge Pressure Gauges and Air Release Valve are included. | GMS 400-40SM | 46788.7821 | 171948.774
LIFECO-UK |  | 231007201189 | LIFECO-UK-UL/FM Approved Split Case (GMS 450-28SM) Engine Driven Skid Pump 450 GPM @ 6.62 Bar Coupled with UL/FM Listed Stallion Engine. Suction and Discharge Pressure Gauges and Air Release Valve are included. | GMS 450-28SM | 22140.1971 | 81365.2244
LIFECO-UK |  | 231007201190 | LIFECO-UK-UL/FM Approved Split Case (GMS 450-28SM) Engine Driven Skid Pump 450 GPM @ 7 Bar Coupled with UL/FM Listed Stallion Engine. Suction and Discharge Pressure Gauges and Air Release Valve are included. | GMS 450-28SM | 22370.8022 | 82212.6982
LIFECO-UK |  | 231007201191 | LIFECO-UK-UL/FM Approved Split Case (GMS 450-28SM) Engine Driven Skid Pump 450 GPM @ 8 Bar Coupled with UL/FM Listed Stallion Engine. Suction and Discharge Pressure Gauges and Air Release Valve are included. | GMS 450-28SM | 23199.5394 | 85258.3074
LIFECO-UK |  | 231007201192 | LIFECO-UK-UL/FM Approved Split Case (GMS 450-28SM) Engine Driven Skid Pump 450 GPM @ 9 Bar Coupled with UL/FM Listed Stallion Engine. Suction and Discharge Pressure Gauges and Air Release Valve are included. | GMS 450-28SM | 23311.75 | 85670.6812
LIFECO-UK |  | 231007201193 | LIFECO-UK-UL/FM Approved Split Case (GMS 450-28SM) Engine Driven Skid Pump 450 GPM @ 10 Bar Coupled with UL/FM Listed Stallion Engine. Suction and Discharge Pressure Gauges and Air Release Valve are included. | GMS 450-28SM | 30683.6821 | 112762.5315
LIFECO-UK |  | 126064200127 | LIFECO-UK-UL/FM Approved Split Case (GMS 450-28SM) Engine Driven Skid Pump 450 GPM @ 11 Bar Coupled with FM Listed Stallion Engine. Suction and Discharge Pressure Gauges and Air Release Valve are included. | GMS 450-28SM | 30986.3513 | 113874.841
LIFECO-UK |  | 126064200128 | LIFECO-UK-UL/FM Approved Split Case (GMS 450-37SM-2G) Engine Driven Skid Pump 450 GPM @ 15.17 Bar Coupled with FM Listed Stallion Engine. Suction and Discharge Pressure Gauges and Air Release Valve are included. | GMS 450-37SM-2G | 37826.6519 | 139012.9458
LIFECO-UK |  | 231007201194 | LIFECO-UK-UL/FM Approved Split Case (GMS 450-37SM-2G) Engine Driven Skid Pump 450 GPM @ 16 Bar Coupled with UL/FM Listed Stallion Engine. Suction and Discharge Pressure Gauges and Air Release Valve are included. | GMS 450-37SM-2G | 39896.1538 | 146618.3654
LIFECO-UK |  | 231007201195 | LIFECO-UK-UL/FM Approved Split Case (GMS 450-37SM-2G) Engine Driven Skid Pump 450 GPM @ 17 Bar Coupled with UL/FM Listed Stallion Engine. Suction and Discharge Pressure Gauges and Air Release Valve are included. | GMS 450-37SM-2G | 42366.6904 | 155697.5872
LIFECO-UK |  | 231007201196 | LIFECO-UK-UL/FM Approved Split Case (GMS 450-37SM-2G) Engine Driven Skid Pump 450 GPM @ 18 Bar Coupled with UL/FM Listed Stallion Engine. Suction and Discharge Pressure Gauges and Air Release Valve are included. | GMS 450-37SM-2G | 42366.6904 | 155697.5872
LIFECO-UK |  | 231007201197 | LIFECO-UK-UL/FM Approved Split Case (GMS 450-37SM-2G) Engine Driven Skid Pump 450 GPM @ 19 Bar Coupled with UL/FM Listed Stallion Engine. Suction and Discharge Pressure Gauges and Air Release Valve are included. | GMS 450-37SM-2G | 43676.6564 | 160511.7123
LIFECO-UK |  | 231007201198 | LIFECO-UK-UL/FM Approved Split Case (GMS 450-37SM-2G) Engine Driven Skid Pump 450 GPM @ 20.2 Bar Coupled with UL/FM Listed Stallion Engine. Suction and Discharge Pressure Gauges and Air Release Valve are included. | GMS 450-37SM-2G | 45866.0936 | 168557.8939
LIFECO-UK |  | 231007201199 | LIFECO-UK-UL/FM Approved Split Case (GMS 500-28SM) Engine Driven Skid Pump 500 GPM @ 6.48 Bar Coupled with UL/FM Listed Stallion Engine. Suction and Discharge Pressure Gauges and Air Release Valve are included. | GMS 500-28SM | 22594.201 | 83033.6885
LIFECO-UK |  | 231007201200 | LIFECO-UK-UL/FM Approved Split Case (GMS 500-28SM) Engine Driven Skid Pump 500 GPM @ 7 Bar Coupled with UL/FM Listed Stallion Engine. Suction and Discharge Pressure Gauges and Air Release Valve are included. | GMS 500-28SM | 23199.5394 | 85258.3074
LIFECO-UK |  | 231007201201 | LIFECO-UK-UL/FM Approved Split Case (GMS 500-28SM) Engine Driven Skid Pump 500 GPM @ 8 Bar Coupled with UL/FM Listed Stallion Engine. Suction and Discharge Pressure Gauges and Air Release Valve are included. | GMS 500-28SM | 25620.8933 | 94156.7828
LIFECO-UK |  | 231007201202 | LIFECO-UK-UL/FM Approved Split Case (GMS 500-28SM) Engine Driven Skid Pump 500 GPM @ 9 Bar Coupled with UL/FM Listed Stallion Engine. Suction and Discharge Pressure Gauges and Air Release Valve are included. | GMS 500-28SM | 27959.659 | 102751.7467
LIFECO-UK |  | 231007201203 | LIFECO-UK-UL/FM Approved Split Case (GMS 500-28SM) Engine Driven Skid Pump 500 GPM @ 10 Bar Coupled with UL/FM Listed Stallion Engine. Suction and Discharge Pressure Gauges and Air Release Valve are included. | GMS 500-28SM | 28802.809 | 105850.323
LIFECO-UK |  | 126064200129 | LIFECO-UK-UL/FM Approved Split Case (GMS 500-28SM) Engine Driven Skid Pump 500 GPM @ 11 Bar Coupled with FM Listed Stallion Engine. Suction and Discharge Pressure Gauges and Air Release Valve are included. | GMS 500-28SM | 28802.809 | 105850.323
LIFECO-UK |  | 231007201204 | LIFECO-UK-UL/FM Approved Split Case (GMS 500-31SM) Engine Driven Skid Pump 500 GPM @ 12 Bar Coupled with UL/FM Listed Stallion Engine. Suction and Discharge Pressure Gauges and Air Release Valve are included. | GMS 500-31SM | 29660.3718 | 109001.8663
LIFECO-UK |  | 126064200130 | LIFECO-UK-UL/FM Approved Split Case (GMS 500-37SM-2G) Engine Driven Skid Pump 500 GPM @ 14.89 Bar Coupled with FM Listed Stallion Engine. Suction and Discharge Pressure Gauges and Air Release Valve are included. | GMS 500-37SM-2G | 37902.3192 | 139291.0232
LIFECO-UK |  | 126064200131 | LIFECO-UK-UL/FM Approved Split Case (GMS 500-37SM-2G) Engine Driven Skid Pump 500 GPM @ 15 Bar Coupled with FM Listed Stallion Engine. Suction and Discharge Pressure Gauges and Air Release Valve are included. | GMS 500-37SM-2G | 37902.3192 | 139291.0232
LIFECO-UK |  | 231007201205 | LIFECO-UK-UL/FM Approved Split Case (GMS 500-37SM-2G) Engine Driven Skid Pump 500 GPM @ 16 Bar Coupled with UL/FM Listed Stallion Engine. Suction and Discharge Pressure Gauges and Air Release Valve are included. | GMS 500-37SM-2G | 42366.6904 | 155697.5872
LIFECO-UK |  | 231007201206 | LIFECO-UK-UL/FM Approved Split Case (GMS 500-37SM-2G) Engine Driven Skid Pump 500 GPM @ 17 Bar Coupled with UL/FM Listed Stallion Engine. Suction and Discharge Pressure Gauges and Air Release Valve are included. | GMS 500-37SM-2G | 42788.2654 | 157246.8753
LIFECO-UK |  | 231007201207 | LIFECO-UK-UL/FM Approved Split Case (GMS 500-37SM-2G) Engine Driven Skid Pump 500 GPM @ 18 Bar Coupled with UL/FM Listed Stallion Engine. Suction and Discharge Pressure Gauges and Air Release Valve are included. | GMS 500-37SM-2G | 43314.3333 | 159180.175
LIFECO-UK |  | 231007201208 | LIFECO-UK-UL/FM Approved Split Case (GMS 500-37SM-2G) Engine Driven Skid Pump 500 GPM @ 19 Bar Coupled with UL/FM Listed Stallion Engine. Suction and Discharge Pressure Gauges and Air Release Valve are included. | GMS 500-37SM-2G | 44181.1051 | 162365.5613
LIFECO-UK |  | 231007201209 | LIFECO-UK-UL/FM Approved Split Case (GMS 500-37SM-2G) Engine Driven Skid Pump 500 GPM @ 20 Bar Coupled with UL/FM Listed Stallion Engine. Suction and Discharge Pressure Gauges and Air Release Valve are included. | GMS 500-37SM-2G | 44181.1051 | 162365.5613
LIFECO-UK |  | 231007201210 | LIFECO-UK-UL/FM Approved Split Case (GMS 500-37SM-2G) Engine Driven Skid Pump 500 GPM @ 20.41 Bar Coupled with UL/FM Listed Stallion Engine. Suction and Discharge Pressure Gauges and Air Release Valve are included. | GMS 500-37SM-2G | 45866.0936 | 168557.8939
LIFECO-UK |  | 231007201211 | LIFECO-UK-UL/FM Approved Split Case (GMS 750-32SM) Engine Driven Skid Pump 750 GPM @ 7.65 Bar Coupled with UL/FM Listed Stallion Engine. Suction and Discharge Pressure Gauges and Air Release Valve are included. | GMS 750-32SM | 28031.7231 | 103016.5823
LIFECO-UK |  | 231007201212 | LIFECO-UK-UL/FM Approved Split Case (GMS 750-32SM) Engine Driven Skid Pump 750 GPM @ 8 Bar Coupled with UL/FM Listed Stallion Engine. Suction and Discharge Pressure Gauges and Air Release Valve are included. | GMS 750-32SM | 28564.9974 | 104976.3656
LIFECO-UK |  | 231007201213 | LIFECO-UK-UL/FM Approved Split Case (GMS 750-31SM) Engine Driven Skid Pump 750 GPM @ 9.03 Bar Coupled with UL/FM Listed Stallion Engine. Suction and Discharge Pressure Gauges and Air Release Valve are included. | GMS 750-31SM | 28860.4603 | 106062.1914
LIFECO-UK |  | 231007201214 | LIFECO-UK-UL/FM Approved Split Case (GMS 750-31SM) Engine Driven Skid Pump 750 GPM @ 10 Bar Coupled with UL/FM Listed Stallion Engine. Suction and Discharge Pressure Gauges and Air Release Valve are included. | GMS 750-31SM | 29235.1936 | 107439.3364
LIFECO-UK |  | 126064200132 | LIFECO-UK-UL/FM Approved Split Case (GMS 750-31SM) Engine Driven Skid Pump 750 GPM @ 11 Bar Coupled with FM Listed Stallion Engine. Suction and Discharge Pressure Gauges and Air Release Valve are included. | GMS 750-31SM | 34845.36 | 128056.698
LIFECO-UK |  | 126064200133 | LIFECO-UK-UL/FM Approved Split Case (GMS 750-31SM) Engine Driven Skid Pump 750 GPM @ 12 Bar Coupled with FM Listed Stallion Engine. Suction and Discharge Pressure Gauges and Air Release Valve are included. | GMS 750-31SM | 36244.8449 | 133199.8049
LIFECO-UK |  | 231007201215 | LIFECO-UK-UL/FM Approved Split Case (GMS 750-32SM) Engine Driven Skid Pump 750 GPM @ 13 Bar Coupled with UL/FM Listed Stallion Engine. Suction and Discharge Pressure Gauges and Air Release Valve are included. | GMS 750-32SM | 36368.75 | 133655.1562
LIFECO-UK |  | 231007201216 | LIFECO-UK-UL/FM Approved Split Case (GMS 750-32SM) Engine Driven Skid Pump 750 GPM @ 14 Bar Coupled with UL/FM Listed Stallion Engine. Suction and Discharge Pressure Gauges and Air Release Valve are included. | GMS 750-32SM | 40172.3385 | 147633.3438
LIFECO-UK |  | 231007201217 | LIFECO-UK-UL/FM Approved Split Case (GMS 750-37SM-2G) Engine Driven Skid Pump 750 GPM @ 15 Bar Coupled with UL/FM Listed Stallion Engine. Suction and Discharge Pressure Gauges and Air Release Valve are included. | GMS 750-37SM-2G | 42788.2654 | 157246.8753
LIFECO-UK |  | 231007201218 | LIFECO-UK-UL/FM Approved Split Case (GMS 750-37SM-2G) Engine Driven Skid Pump 750 GPM @ 16 Bar Coupled with UL/FM Listed Stallion Engine. Suction and Discharge Pressure Gauges and Air Release Valve are included. | GMS 750-37SM-2G | 44281.9949 | 162736.3312
LIFECO-UK |  | 231007201219 | LIFECO-UK-UL/FM Approved Split Case (GMS 750-37SM-2G) Engine Driven Skid Pump 750 GPM @ 17 Bar Coupled with UL/FM Listed Stallion Engine. Suction and Discharge Pressure Gauges and Air Release Valve are included. | GMS 750-37SM-2G | 44627.9026 | 164007.5419
LIFECO-UK |  | 231007201220 | LIFECO-UK-UL/FM Approved Split Case (GMS 750-37SM-2G) Engine Driven Skid Pump 750 GPM @ 18 Bar Coupled with UL/FM Listed Stallion Engine. Suction and Discharge Pressure Gauges and Air Release Valve are included. | GMS 750-37SM-2G | 45866.0936 | 168557.8939
LIFECO-UK |  | 231007201221 | LIFECO-UK-UL/FM Approved Split Case (GMS 750-37SM-2G) Engine Driven Skid Pump 750 GPM @ 19.03 Bar Coupled with UL/FM Listed Stallion Engine. Suction and Discharge Pressure Gauges and Air Release Valve are included. | GMS 750-37SM-2G | 45866.0936 | 168557.8939
LIFECO-UK |  | 231007201222 | LIFECO-UK-UL/FM Approved Split Case (GMS 1000-30SM) Engine Driven Skid Pump 1000 GPM @ 6.76 Bar Coupled with UL/FM Listed Stallion Engine. Suction and Discharge Pressure Gauges and Air Release Valve are included. | GMS 1000-30SM | 31894.359 | 117211.7692
LIFECO-UK |  | 231007201223 | LIFECO-UK-UL/FM Approved Split Case (GMS 1000-30SM) Engine Driven Skid Pump 1000 GPM @ 7 Bar Coupled with UL/FM Listed Stallion Engine. Suction and Discharge Pressure Gauges and Air Release Valve are included. | GMS 1000-30SM | 32723.0962 | 120257.3784
LIFECO-UK |  | 126064200134 | LIFECO-UK-UL/FM Approved Split Case (GMS 1000-30SM) Engine Driven Skid Pump 1000 GPM @ 8 Bar Coupled with FM Listed Stallion Engine. Suction and Discharge Pressure Gauges and Air Release Valve are included. | GMS 1000-30SM | 32994.7538 | 121255.7204
LIFECO-UK |  | 231007201224 | LIFECO-UK-UL/FM Approved Split Case (GMS 1000-31SM) Engine Driven Skid Pump 1000 GPM @ 9.24 Bar Coupled with UL/FM Listed Stallion Engine. Suction and Discharge Pressure Gauges and Air Release Valve are included. | GMS 1000-31SM | 33393.2923 | 122720.3492
LIFECO-UK |  | 126064200135 | LIFECO-UK-UL/FM Approved Split Case (GMS 1000-31SM) Engine Driven Skid Pump 1000 GPM @ 10 Bar Coupled with FM Listed Stallion Engine. Suction and Discharge Pressure Gauges and Air Release Valve are included. | GMS 1000-31SM | 34845.36 | 128056.698
LIFECO-UK |  | 126064200136 | LIFECO-UK-UL/FM Approved Split Case (GMS 1000-31SM) Engine Driven Skid Pump 1000 GPM @ 11 Bar Coupled with FM Listed Stallion Engine. Suction and Discharge Pressure Gauges and Air Release Valve are included. | GMS 1000-31SM | 36388.9731 | 133729.4761
LIFECO-UK |  | 231007201225 | LIFECO-UK-UL/FM Approved Split Case (GMS 1000-31SM) Engine Driven Skid Pump 1000 GPM @ 12 Bar Coupled with UL/FM Listed Stallion Engine. Suction and Discharge Pressure Gauges and Air Release Valve are included. | GMS 1000-31SM | 39004.9 | 143343.0075
LIFECO-UK |  | 231007201226 | LIFECO-UK-UL/FM Approved Split Case (GMS 1000-36SM-2G) Engine Driven Skid Pump 1000 GPM @ 13 Bar Coupled with UL/FM Listed Stallion Engine. Suction and Discharge Pressure Gauges and Air Release Valve are included. | GMS 1000-36SM-2G | 40505.8359 | 148858.9469
LIFECO-UK |  | 231007201227 | LIFECO-UK-UL/FM Approved Split Case (GMS 1000-40SM) Engine Driven Skid Pump 1000 GPM @ 14 Bar Coupled with UL/FM Listed Stallion Engine. Suction and Discharge Pressure Gauges and Air Release Valve are included. | GMS 1000-40SM | 42166.6667 | 154962.5
LIFECO-UK |  | 231007201228 | LIFECO-UK-UL/FM Approved Split Case (GMS 1000-36SM-2G) Engine Driven Skid Pump 1000 GPM @ 15 Bar Coupled with UL/FM Listed Stallion Engine. Suction and Discharge Pressure Gauges and Air Release Valve are included. | GMS 1000-36SM-2G | 44437.1795 | 163306.6346
LIFECO-UK |  | 126064200137 | LIFECO-UK-UL/FM Approved Split Case (GMS 1000-40SM) Engine Driven Skid Pump 1000 GPM @ 16 Bar Coupled with UL/FM Listed Stallion Engine. Suction and Discharge Pressure Gauges and Air Release Valve are included. | GMS 1000-40SM | 46788.7821 | 171948.774
LIFECO-UK |  | 231007201229 | LIFECO-UK-UL/FM Approved Split Case (GMS 1000-36SM-2G) Engine Driven Skid Pump 1000 GPM @ 17 Bar Coupled with FM Listed Stallion Engine. Suction and Discharge Pressure Gauges and Air Release Valve are included. | GMS 1000-36SM-2G | 45448.1218 | 167021.8476
LIFECO-UK |  | 126064200138 | LIFECO-UK-UL/FM Approved Split Case (GMS 1000-40SM) Engine Driven Skid Pump 1000 GPM @ 18 Bar Coupled with FM Listed Stallion Engine. Suction and Discharge Pressure Gauges and Air Release Valve are included. | GMS 1000-40SM | 48779.5 | 179264.6625
LIFECO-UK |  | 126064200139 | LIFECO-UK-UL/FM Approved Split Case (GMS 1000-40SM) Engine Driven Skid Pump 1000 GPM @ 18.75 Bar Coupled with UL/FM Listed Engine. Suction and Discharge Pressure Gauges and Air Release Valve are included. | GMS 1000-40SM | 71845.5128 | 264032.2596
LIFECO-UK |  | 231007201230 | LIFECO-UK-UL/FM Approved Split Case (GMS 1250-30SM) Engine Driven Skid Pump 1250 GPM @ 6.48 Bar Coupled with UL/FM Listed Stallion Engine. Suction and Discharge Pressure Gauges and Air Release Valve are included. | GMS 1250-30SM | 31894.359 | 117211.7692
LIFECO-UK |  | 231007201231 | LIFECO-UK-UL/FM Approved Split Case (GMS 1250-30SM) Engine Driven Skid Pump 1250 GPM @ 7 Bar Coupled with UL/FM Listed Stallion Engine. Suction and Discharge Pressure Gauges and Air Release Valve are included. | GMS 1250-30SM | 32946.4949 | 121078.3687
LIFECO-UK |  | 231004200082 | LIFECO-UK-UL/FM Approved Split Case (GMS 1250-30SM) Engine Driven Skid Pump 1250 GPM @ 8 Bar Coupled with UL/FM Listed Stallion Engine. Suction and Discharge Pressure Gauges and Air Release Valve are included. | GMS 1250-30SM | 42449.5641 | 156002.1481
LIFECO-UK |  | 231007201233 | LIFECO-UK-UL/FM Approved Split Case (GMS 1250-29SM) Engine Driven Skid Pump 1250 GPM @ 9.45 Bar Coupled with UL/FM Listed Stallion Engine. Suction and Discharge Pressure Gauges and Air Release Valve are included. | GMS 1250-29SM | 42910.7744 | 157697.0958
LIFECO-UK |  | 231004200084 | LIFECO-UK-UL/FM Approved Split Case (GMS 1250-29SM) Engine Driven Skid Pump 1250 GPM @ 10 Bar Coupled with UL/FM Listed Stallion Engine. Suction and Discharge Pressure Gauges and Air Release Valve are included. | GMS 1250-29SM | 43436.8423 | 159630.3955
LIFECO-UK |  | 231007201235 | LIFECO-UK-UL/FM Approved Split Case (GMS 1250-29SM) Engine Driven Skid Pump 1250 GPM @ 11 Bar Coupled with UL/FM Listed Stallion Engine. Suction and Discharge Pressure Gauges and Air Release Valve are included. | GMS 1250-29SM | 44022.5641 | 161782.9231
LIFECO-UK |  | 231007201236 | LIFECO-UK-UL/FM Approved Split Case (GMS 1250-29SM) Engine Driven Skid Pump 1250 GPM @ 12.21 Bar Coupled with UL/FM Listed Stallion Engine. Suction and Discharge Pressure Gauges and Air Release Valve are included. | GMS 1250-29SM | 45750.791 | 168134.157
LIFECO-UK |  | 231007201237 | LIFECO-UK-UL/FM Approved Split Case (GMS 1250-36SM-2G) Engine Driven Skid Pump 1250 GPM @ 13 Bar Coupled with UL/FM Listed Stallion Engine. Suction and Discharge Pressure Gauges and Air Release Valve are included. | GMS 1250-36SM-2G | 46817.3397 | 172053.7236
LIFECO-UK |  | 231007201238 | LIFECO-UK-UL/FM Approved Split Case (GMS 1250-36SM-2G) Engine Driven Skid Pump 1250 GPM @ 14 Bar Coupled with UL/FM Listed Stallion Engine. Suction and Discharge Pressure Gauges and Air Release Valve are included. | GMS 1250-36SM-2G | 46817.3397 | 172053.7236
LIFECO-UK |  | 231007201239 | LIFECO-UK-UL/FM Approved Split Case (GMS 1250-36SM-2G) Engine Driven Skid Pump 1250 GPM @ 15 Bar Coupled with UL/FM Listed Stallion Engine. Suction and Discharge Pressure Gauges and Air Release Valve are included. | GMS 1250-36SM-2G | 46817.3397 | 172053.7236
LIFECO-UK |  | 126064200140 | LIFECO-UK-UL/FM Approved Split Case (GMS 1250-36SM-2G) Engine Driven Skid Pump 1250 GPM @ 16 Bar Coupled with FM Listed Stallion Engine. Suction and Discharge Pressure Gauges and Air Release Valve are included. | GMS 1250-36SM-2G | 46817.3397 | 172053.7236
LIFECO-UK |  | 126064200141 | LIFECO-UK-UL/FM Approved Split Case (GMS 1250-36SM-2G) Engine Driven Skid Pump 1250 GPM @ 17 Bar Coupled with UL/FM Listed Engine. Suction and Discharge Pressure Gauges and Air Release Valve are included. | GMS 1250-36SM-2G | 69899.359 | 256880.1442
LIFECO-UK |  | 231007201240 | LIFECO-UK-UL/FM Approved Split Case (GMS 1500-30SM) Engine Driven Skid Pump 1500 GPM @ 6.07 Bar Coupled with UL/FM Listed Stallion Engine. Suction and Discharge Pressure Gauges and Air Release Valve are included. | GMS 1500-30SM | 33328.4346 | 122481.9972
LIFECO-UK |  | 231007201241 | LIFECO-UK-UL/FM Approved Split Case (GMS 1500-30SM) Engine Driven Skid Pump 1500 GPM @ 7 Bar Coupled with UL/FM Listed Stallion Engine. Suction and Discharge Pressure Gauges and Air Release Valve are included. | GMS 1500-30SM | 42449.5641 | 156002.1481
LIFECO-UK |  | 231007201242 | LIFECO-UK-UL/FM Approved Split Case (GMS 1500-30SM) Engine Driven Skid Pump 1500 GPM @ 8 Bar Coupled with UL/FM Listed Stallion Engine. Suction and Discharge Pressure Gauges and Air Release Valve are included. | GMS 1500-30SM | 43054.9026 | 158226.7669
LIFECO-UK |  | 231007201243 | LIFECO-UK-UL/FM Approved Split Case (GMS 1500-30SM) Engine Driven Skid Pump 1500 GPM @ 9 Bar Coupled with UL/FM Listed Stallion Engine. Suction and Discharge Pressure Gauges and Air Release Valve are included. | GMS 1500-30SM | 44424.1205 | 163258.6429
LIFECO-UK |  | 231007201244 | LIFECO-UK-UL/FM Approved Split Case (GMS 1500-30SM) Engine Driven Skid Pump 1500 GPM @ 10 Bar Coupled with UL/FM Listed Stallion Engine. Suction and Discharge Pressure Gauges and Air Release Valve are included. | GMS 1500-30SM | 44842.7833 | 164797.2287
LIFECO-UK |  | 231007201245 | LIFECO-UK-UL/FM Approved Split Case (GMS 1500-36SM) Engine Driven Skid Pump 1500 GPM @ 11 Bar Coupled with UL/FM Listed Stallion Engine. Suction and Discharge Pressure Gauges and Air Release Valve are included. | GMS 1500-36SM | 45376.0577 | 166757.012
LIFECO-UK |  | 231007201246 | LIFECO-UK-UL/FM Approved Split Case (GMS 1500-36SM) Engine Driven Skid Pump 1500 GPM @ 12 Bar Coupled with UL/FM Listed Stallion Engine. Suction and Discharge Pressure Gauges and Air Release Valve are included. | GMS 1500-36SM | 45909.3321 | 168716.7953
LIFECO-UK |  | 126064200142 | LIFECO-UK-UL/FM Approved Split Case (GMS 1500-36SM) Engine Driven Skid Pump 1500 GPM @ 13 Bar Coupled with FM Listed Stallion Engine. Suction and Discharge Pressure Gauges and Air Release Valve are included. | GMS 1500-36SM | 46435.4 | 170650.095
LIFECO-UK |  | 126064200143 | LIFECO-UK-UL/FM Approved Split Case (GMS 1500-36SM) Engine Driven Skid Pump 1500 GPM @ 14 Bar Coupled with UL/FM Listed Engine. Suction and Discharge Pressure Gauges and Air Release Valve are included. | GMS 1500-36SM | 69412.8205 | 255092.1154
LIFECO-UK |  | 126064200144 | LIFECO-UK-UL/FM Approved Split Case (GMS 1500-61SL5-2G) Engine Driven Skid Pump 1500 GPM @ 6.83 Bar Coupled with UL/FM Listed Stallion Engine. Suction and Discharge Pressure Gauges and Air Release Valve are included. | GMS 1500-61SL5-2G | 68683.0128 | 252410.0721
LIFECO-UK |  | 126064200145 | LIFECO-UK-UL/FM Approved Split Case (GMS 1500-61SL5-2G) Engine Driven Skid Pump 1500 GPM @ 7 Bar Coupled with UL/FM Listed Stallion Engine. Suction and Discharge Pressure Gauges and Air Release Valve are included. | GMS 1500-61SL5-2G | 68683.0128 | 252410.0721
LIFECO-UK |  | 126064200146 | LIFECO-UK-UL/FM Approved Split Case (GMS 1500-61SL5-2G) Engine Driven Skid Pump 1500 GPM @ 8 Bar Coupled with UL/FM Listed Stallion Engine. Suction and Discharge Pressure Gauges and Air Release Valve are included. | GMS 1500-61SL5-2G | 68683.0128 | 252410.0721
LIFECO-UK |  | 126064200147 | LIFECO-UK-UL/FM Approved Split Case (GMS 1500-61SL5-2G) Engine Driven Skid Pump 1500 GPM @ 9 Bar Coupled with UL/FM Listed Stallion Engine. Suction and Discharge Pressure Gauges and Air Release Valve are included. | GMS 1500-61SL5-2G | 68683.0128 | 252410.0721
LIFECO-UK |  | 126064200148 | LIFECO-UK-UL/FM Approved Split Case (GMS 1500-61SL5-2G) Engine Driven Skid Pump 1500 GPM @ 10 Bar Coupled with UL/FM Listed Stallion Engine. Suction and Discharge Pressure Gauges and Air Release Valve are included. | GMS 1500-61SL5-2G | 68683.0128 | 252410.0721
LIFECO-UK |  | 126064200149 | LIFECO-UK-UL/FM Approved Split Case (GMS 1500-61SL5-2G) Engine Driven Skid Pump 1500 GPM @ 11 Bar Coupled with UL/FM Listed Stallion Engine. Suction and Discharge Pressure Gauges and Air Release Valve are included. | GMS 1500-61SL5-2G | 68683.0128 | 252410.0721
LIFECO-UK |  | 126064200150 | LIFECO-UK-UL/FM Approved Split Case (GMS 1500-61SL5-2G) Engine Driven Skid Pump 1500 GPM @ 11.31 Bar Coupled with UL/FM Listed Stallion Engine. Suction and Discharge Pressure Gauges and Air Release Valve are included. | GMS 1500-61SL5-2G | 73142.9487 | 268800.3365
LIFECO-UK |  | 231007201247 | LIFECO-UK-UL/FM Approved Split Case (GMS 2000-29SM-2G) Engine Driven Skid Pump 2000 GPM @ 6.55 Bar Coupled with UL/FM Listed Stallion Engine. Suction and Discharge Pressure Gauges and Air Release Valve are included. | GMS 2000-29SM-2G | 42896.3615 | 157644.1287
LIFECO-UK |  | 231007201248 | LIFECO-UK-UL/FM Approved Split Case (GMS 2000-29SM-2G) Engine Driven Skid Pump 2000 GPM @ 7 Bar Coupled with UL/FM Listed Stallion Engine. Suction and Discharge Pressure Gauges and Air Release Valve are included. | GMS 2000-29SM-2G | 43827.991 | 161067.867
LIFECO-UK |  | 231007201249 | LIFECO-UK-UL/FM Approved Split Case (GMS 2000-29SM-2G) Engine Driven Skid Pump 2000 GPM @ 8 Bar Coupled with UL/FM Listed Stallion Engine. Suction and Discharge Pressure Gauges and Air Release Valve are included. | GMS 2000-29SM-2G | 46925.4359 | 172450.9769
LIFECO-UK |  | 231007201250 | LIFECO-UK-UL/FM Approved Split Case (GMS 2000-29SM-2G) Engine Driven Skid Pump 2000 GPM @ 9 Bar Coupled with UL/FM Listed Stallion Engine. Suction and Discharge Pressure Gauges and Air Release Valve are included. | GMS 2000-29SM-2G | 46925.4359 | 172450.9769
LIFECO-UK |  | 126064200151 | LIFECO-UK-UL/FM Approved Split Case (GMS 2000-29SM-2G) Engine Driven Skid Pump 2000 GPM @ 10 Bar Coupled with FM Listed Stallion Engine. Suction and Discharge Pressure Gauges and Air Release Valve are included. | GMS 2000-29SM-2G | 47530.7744 | 174675.5958
LIFECO-UK |  | 126064200153 | LIFECO-UK-UL/FM Approved Split Case (GMS 2000-61SL5-2G) Engine Driven Skid Pump 2000 GPM @ 6.48 Bar Coupled with UL/FM Listed Stallion Engine. Suction and Discharge Pressure Gauges and Air Release Valve are included. | GMS 2000-61SL5-2G | 68683.0128 | 252410.0721
LIFECO-UK |  | 126064200154 | LIFECO-UK-UL/FM Approved Split Case (GMS 2000-61SL5-2G) Engine Driven Skid Pump 2000 GPM @ 7 Bar Coupled with UL/FM Listed Stallion Engine. Suction and Discharge Pressure Gauges and Air Release Valve are included. | GMS 2000-61SL5-2G | 68683.0128 | 252410.0721
LIFECO-UK |  | 126064200155 | LIFECO-UK-UL/FM Approved Split Case (GMS 2000-61SL5-2G) Engine Driven Skid Pump 2000 GPM @ 8 Bar Coupled with UL/FM Listed Stallion Engine. Suction and Discharge Pressure Gauges and Air Release Valve are included. | GMS 2000-61SL5-2G | 68683.0128 | 252410.0721
LIFECO-UK |  | 126064200156 | LIFECO-UK-UL/FM Approved Split Case (GMS 2000-61SL5-2G) Engine Driven Skid Pump 2000 GPM @ 9 Bar Coupled with UL/FM Listed Stallion Engine. Suction and Discharge Pressure Gauges and Air Release Valve are included. | GMS 2000-61SL5-2G | 68683.0128 | 252410.0721
LIFECO-UK |  | 126064200157 | LIFECO-UK-UL/FM Approved Split Case (GMS 2000-61SL5-2G) Engine Driven Skid Pump 2000 GPM @ 10 Bar Coupled with UL/FM Listed Stallion Engine. Suction and Discharge Pressure Gauges and Air Release Valve are included. | GMS 2000-61SL5-2G | 75076.9038 | 275907.6216
LIFECO-UK |  | 126064200158 | LIFECO-UK-UL/FM Approved Split Case (GMS 2000-61SL5-2G) Engine Driven Skid Pump 2000 GPM @ 11 Bar Coupled with UL/FM Listed Stallion Engine. Suction and Discharge Pressure Gauges and Air Release Valve are included. | GMS 2000-61SL5-2G | 75076.9038 | 275907.6216
LIFECO-UK |  | 126064200159 | LIFECO-UK-UL/FM Approved Split Case (GMS 2000-61SL5-2G) Engine Driven Skid Pump 2000 GPM @ 11.45 Bar Coupled with UL/FM Listed Stallion Engine. Suction and Discharge Pressure Gauges and Air Release Valve are included. | GMS 2000-61SL5-2G | 75076.9038 | 275907.6216
LIFECO-UK |  | 231004200120 | LIFECO-UK-UL/FM Approved Split Case (GMS 2000-61SL6-2G) Engine Driven Skid Pump 2000 GPM @ 11.93 Bar Coupled with UL/FM Listed Stallion Engine. Suction and Discharge Pressure Gauges and Air Release Valve are included. | GMS 2000-61SL6-2G | 75076.9038 | 275907.6216
LIFECO-UK |  | 231007201251 | LIFECO-UK-UL/FM Approved Split Case (GMS 2500-29SM-2G) Engine Driven Skid Pump 2500 GPM @ 6.13 Bar Coupled with UL/FM Listed Stallion Engine. Suction and Discharge Pressure Gauges and Air Release Valve are included. | GMS 2500-29SM-2G | 42896.3615 | 157644.1287
LIFECO-UK |  | 231007201252 | LIFECO-UK-UL/FM Approved Split Case (GMS 2500-29SM-2G) Engine Driven Skid Pump 2500 GPM @ 7 Bar Coupled with UL/FM Listed Stallion Engine. Suction and Discharge Pressure Gauges and Air Release Valve are included. | GMS 2500-29SM-2G | 43827.991 | 161067.867
LIFECO-UK |  | 231007201253 | LIFECO-UK-UL/FM Approved Split Case (GMS 2500-29SM-2G) Engine Driven Skid Pump 2500 GPM @ 8 Bar Coupled with UL/FM Listed Stallion Engine. Suction and Discharge Pressure Gauges and Air Release Valve are included. | GMS 2500-29SM-2G | 46925.4359 | 172450.9769
LIFECO-UK |  | 126064200160 | LIFECO-UK-UL/FM Approved Split Case (GMS 2500-29SM-2G) Engine Driven Skid Pump 2500 GPM @ 9 Bar Coupled with FM Listed Stallion Engine. Suction and Discharge Pressure Gauges and Air Release Valve are included. | GMS 2500-29SM-2G | 46925.4359 | 172450.9769
LIFECO-UK |  | 126064200161 | LIFECO-UK-UL/FM Approved Split Case (GMS 2500-29SM-2G) Engine Driven Skid Pump 2500 GPM @ 9.3 Bar Coupled with UL/FM Listed Engine. Suction and Discharge Pressure Gauges and Air Release Valve are included. | GMS 2500-29SM-2G | 68439.7436 | 251516.0577
LIFECO-UK |  | 126064200162 | LIFECO-UK-UL/FM Approved Split Case (GMS 2500-61SL5-2G) Engine Driven Skid Pump 2500 GPM @ 6.21 Bar Coupled with UL/FM Listed Stallion Engine. Suction and Discharge Pressure Gauges and Air Release Valve are included. | GMS 2500-61SL5-2G | 68683.0128 | 252410.0721
LIFECO-UK |  | 126064200163 | LIFECO-UK-UL/FM Approved Split Case (GMS 2500-61SL5-2G) Engine Driven Skid Pump 2500 GPM @ 7 Bar Coupled with UL/FM Listed Stallion Engine. Suction and Discharge Pressure Gauges and Air Release Valve are included. | GMS 2500-61SL5-2G | 68683.0128 | 252410.0721
LIFECO-UK |  | 126064200164 | LIFECO-UK-UL/FM Approved Split Case (GMS 2500-61SL5-2G) Engine Driven Skid Pump 2500 GPM @ 8 Bar Coupled with UL/FM Listed Stallion Engine. Suction and Discharge Pressure Gauges and Air Release Valve are included. | GMS 2500-61SL5-2G | 68683.0128 | 252410.0721
LIFECO-UK |  | 126064200165 | LIFECO-UK-UL/FM Approved Split Case (GMS 2500-61SL5-2G) Engine Driven Skid Pump 2500 GPM @ 9 Bar Coupled with UL/FM Listed Stallion Engine. Suction and Discharge Pressure Gauges and Air Release Valve are included. | GMS 2500-61SL5-2G | 75076.9038 | 275907.6216
LIFECO-UK |  | 126064200166 | LIFECO-UK-UL/FM Approved Split Case (GMS 2500-61SL5-2G) Engine Driven Skid Pump 2500 GPM @ 10 Bar Coupled with UL/FM Listed Stallion Engine. Suction and Discharge Pressure Gauges and Air Release Valve are included. | GMS 2500-61SL5-2G | 75076.9038 | 275907.6216
LIFECO-UK |  | 126064200167 | LIFECO-UK-UL/FM Approved Split Case (GMS 2500-61SL5-2G) Engine Driven Skid Pump 2500 GPM @ 11.17 Bar Coupled with UL/FM Listed Stallion Engine. Suction and Discharge Pressure Gauges and Air Release Valve are included. | GMS 2500-61SL5-2G | 75076.9038 | 275907.6216
LIFECO-UK |  | 231004200121 | LIFECO-UK-UL/FM Approved Split Case (GMS 2500-61SL6-2G) Engine Driven Skid Pump 2500 GPM @ 11.72 Bar Coupled with UL/FM Listed Stallion Engine. Suction and Discharge Pressure Gauges and Air Release Valve are included. | GMS 2500-61SL6-2G | 79062.5 | 290554.6875
LIFECO-UK |  | 126064200168 | LIFECO-UK-UL/FM Approved Split Case (GMS 3000-61SL5-2G) Engine Driven Skid Pump 3000 GPM @ 7.24 Bar Coupled with UL/FM Listed Stallion Engine. Suction and Discharge Pressure Gauges and Air Release Valve are included. | GMS 3000-61SL5-2G | 68683.0128 | 252410.0721
LIFECO-UK |  | 126064200169 | LIFECO-UK-UL/FM Approved Split Case (GMS 3000-61SL5-2G) Engine Driven Skid Pump 3000 GPM @ 8 Bar Coupled with UL/FM Listed Stallion Engine. Suction and Discharge Pressure Gauges and Air Release Valve are included. | GMS 3000-61SL5-2G | 68683.0128 | 252410.0721
LIFECO-UK |  | 126064200170 | LIFECO-UK-UL/FM Approved Split Case (GMS 3000-61SL5-2G) Engine Driven Skid Pump 3000 GPM @ 9 Bar Coupled with UL/FM Listed Stallion Engine. Suction and Discharge Pressure Gauges and Air Release Valve are included. | GMS 3000-61SL5-2G | 75228.2385 | 276463.7763
LIFECO-UK |  | 126064200171 | LIFECO-UK-UL/FM Approved Split Case (GMS 3000-61SL5-2G) Engine Driven Skid Pump 3000 GPM @ 10 Bar Coupled with UL/FM Listed Stallion Engine. Suction and Discharge Pressure Gauges and Air Release Valve are included. | GMS 3000-61SL5-2G | 75228.2385 | 276463.7763
LIFECO-UK |  | 126064200172 | LIFECO-UK-UL/FM Approved Split Case (GMS 3000-61SL5-2G) Engine Driven Skid Pump 3000 GPM @ 10.82 Bar Coupled with UL/FM Listed Stallion Engine. Suction and Discharge Pressure Gauges and Air Release Valve are included. | GMS 3000-61SL5-2G | 79062.5 | 290554.6875
LIFECO-UK |  | 231004200122 | LIFECO-UK-UL/FM Approved Split Case (GMS 3000-61SL6-2G) Engine Driven Skid Pump 3000 GPM @ 11.31 Bar Coupled with UL/FM Listed Stallion Engine. Suction and Discharge Pressure Gauges and Air Release Valve are included. | GMS 3000-61SL6-2G | 79062.5 | 290554.6875
LIFECO-UK |  | 126064200173 | LIFECO-UK-UL/FM Approved Split Case (GMS 3500-61SL5-2G) Engine Driven Skid Pump 3500 GPM @ 8.14 Bar Coupled with UL/FM Listed Stallion Engine. Suction and Discharge Pressure Gauges and Air Release Valve are included. | GMS 3500-61SL5-2G | 73142.9487 | 268800.3365
LIFECO-UK |  | 126064200174 | LIFECO-UK-UL/FM Approved Split Case (GMS 3500-61SL5-2G) Engine Driven Skid Pump 3500 GPM @ 9 Bar Coupled with UL/FM Listed Stallion Engine. Suction and Discharge Pressure Gauges and Air Release Valve are included. | GMS 3500-61SL5-2G | 73142.9487 | 268800.3365
LIFECO-UK |  | 126064200175 | LIFECO-UK-UL/FM Approved Split Case (GMS 3500-61SL5-2G) Engine Driven Skid Pump 3500 GPM @ 10 Bar Coupled with UL/FM Listed Stallion Engine. Suction and Discharge Pressure Gauges and Air Release Valve are included. | GMS 3500-61SL5-2G | 79062.5 | 290554.6875
LIFECO-UK |  | 126064200176 | LIFECO-UK-UL/FM Approved Split Case (GMS 3500-61SL5-2G) Engine Driven Skid Pump 3500 GPM @ 10.2 Bar Coupled with UL/FM Listed Stallion Engine. Suction and Discharge Pressure Gauges and Air Release Valve are included. | GMS 3500-61SL5-2G | 79062.5 | 290554.6875
LIFECO-UK |  | 231004200123 | LIFECO-UK-UL/FM Approved Split Case (GMS 3500-61SL6-2G) Engine Driven Skid Pump 3500 GPM @ 10.76 Bar Coupled with UL/FM Listed Stallion Engine. Suction and Discharge Pressure Gauges and Air Release Valve are included. | GMS 3500-61SL6-2G | 79062.5 | 290554.6875
UL FM Electric Split Case 60Hz
Item of | LIFECO-UK Item Code | Supplier Item Code | Description |  | LIFECO-UK GP (USD) | LIFECO-UK GP (AED)
LIFECO-UK |  | 231007201423 | LIFECO-UK-UL/FM Approved Split Case (GMS 150-25SH) Electric Motor Driven Skid Pump 150 GPM @ 7.86 Bar Coupled with UL Listed ODP Motor. Suction and Discharge Pressure Gauges, Air Release Valve and Casing Relief Valve are included. | GMS 150-25SH | 13259.9669 | 48730.3784
LIFECO-UK |  | 231007201424 | LIFECO-UK-UL/FM Approved Split Case (GMS 150-25SH) Electric Motor Driven Skid Pump 150 GPM @ 8 Bar Coupled with UL Listed ODP Motor. Suction and Discharge Pressure Gauges, Air Release Valve and Casing Relief Valve are included. | GMS 150-25SH | 13259.9669 | 48730.3784
LIFECO-UK |  | 231007201425 | LIFECO-UK-UL/FM Approved Split Case (GMS 150-25SH) Electric Motor Driven Skid Pump 150 GPM @ 9 Bar Coupled with UL Listed ODP Motor. Suction and Discharge Pressure Gauges, Air Release Valve and Casing Relief Valve are included. | GMS 150-25SH | 14137.7077 | 51956.0758
LIFECO-UK |  | 231007201426 | LIFECO-UK-UL/FM Approved Split Case (GMS 150-25SH) Electric Motor Driven Skid Pump 150 GPM @ 10 Bar Coupled with UL Listed ODP Motor. Suction and Discharge Pressure Gauges, Air Release Valve and Casing Relief Valve are included. | GMS 150-25SH | 14137.7077 | 51956.0758
LIFECO-UK |  | 231007201427 | LIFECO-UK-UL/FM Approved Split Case (GMS 150-25SH) Electric Motor Driven Skid Pump 150 GPM @ 11 Bar Coupled with UL Listed ODP Motor. Suction and Discharge Pressure Gauges, Air Release Valve and Casing Relief Valve are included. | GMS 150-25SH | 15929.9871 | 58542.7024
LIFECO-UK |  | 231007201428 | LIFECO-UK-UL/FM Approved Split Case (GMS 150-25SH) Electric Motor Driven Skid Pump 150 GPM @ 12 Bar Coupled with UL Listed ODP Motor. Suction and Discharge Pressure Gauges, Air Release Valve and Casing Relief Valve are included. | GMS 150-25SH | 15929.9871 | 58542.7024
LIFECO-UK |  | 231007201429 | LIFECO-UK-UL/FM Approved Split Case (GMS 150-25SH) Electric Motor Driven Skid Pump 150 GPM @ 13 Bar Coupled with UL Listed ODP Motor. Suction and Discharge Pressure Gauges, Air Release Valve and Casing Relief Valve are included. | GMS 150-25SH | 15929.9871 | 58542.7024
LIFECO-UK |  | 231007201430 | LIFECO-UK-UL/FM Approved Split Case (GMS 150-25SH) Electric Motor Driven Skid Pump 150 GPM @ 14.34 Bar Coupled with UL Listed ODP Motor. Suction and Discharge Pressure Gauges, Air Release Valve and Casing Relief Valve are included. | GMS 150-25SH | 16959.9199 | 62327.7055
LIFECO-UK |  | 231007201431 | LIFECO-UK-UL/FM Approved Split Case (GMS 150-SN31SH) Electric Motor Driven Skid Pump 150 GPM @ 15.58 Bar Coupled with UL Listed ODP Motor. Suction and Discharge Pressure Gauges, Air Release Valve and Casing Relief Valve are included. | GMS 150-SN31SH | 16035.9213 | 58932.0107
LIFECO-UK |  | 231007201432 | LIFECO-UK-UL/FM Approved Split Case (GMS 150-SN31SH) Electric Motor Driven Skid Pump 150 GPM @ 16 Bar Coupled with UL Listed ODP Motor. Suction and Discharge Pressure Gauges, Air Release Valve and Casing Relief Valve are included. | GMS 150-SN31SH | 16035.9213 | 58932.0107
LIFECO-UK |  | 231007201433 | LIFECO-UK-UL/FM Approved Split Case (GMS 150-SN31SH) Electric Motor Driven Skid Pump 150 GPM @ 17 Bar Coupled with UL Listed ODP Motor. Suction and Discharge Pressure Gauges, Air Release Valve and Casing Relief Valve are included. | GMS 150-SN31SH | 16704.4872 | 61388.9904
LIFECO-UK |  | 231007201434 | LIFECO-UK-UL/FM Approved Split Case (GMS 150-SN31SH) Electric Motor Driven Skid Pump 150 GPM @ 18 Bar Coupled with UL Listed ODP Motor. Suction and Discharge Pressure Gauges, Air Release Valve and Casing Relief Valve are included. | GMS 150-SN31SH | 16704.4872 | 61388.9904
LIFECO-UK |  | 231007201435 | LIFECO-UK-UL/FM Approved Split Case (GMS 150-SN31SH) Electric Motor Driven Skid Pump 150 GPM @ 19 Bar Coupled with UL Listed ODP Motor. Suction and Discharge Pressure Gauges, Air Release Valve and Casing Relief Valve are included. | GMS 150-SN31SH | 23412.3492 | 86040.3834
LIFECO-UK |  | 231007201436 | LIFECO-UK-UL/FM Approved Split Case (GMS 150-SN31SH) Electric Motor Driven Skid Pump 150 GPM @ 20 Bar Coupled with UL Listed ODP Motor. Suction and Discharge Pressure Gauges, Air Release Valve and Casing Relief Valve are included. | GMS 150-SN31SH | 23412.3492 | 86040.3834
LIFECO-UK |  | 231007201437 | LIFECO-UK-UL/FM Approved Split Case (GMS 200-25SH) Electric Motor Driven Skid Pump 200 GPM @ 7.86 Bar Coupled with UL Listed ODP Motor. Suction and Discharge Pressure Gauges, Air Release Valve and Casing Relief Valve are included. | GMS 200-25SH | 13259.9669 | 48730.3784
LIFECO-UK |  | 231007201438 | LIFECO-UK-UL/FM Approved Split Case (GMS 200-25SH) Electric Motor Driven Skid Pump 200 GPM @ 8 Bar Coupled with UL Listed ODP Motor. Suction and Discharge Pressure Gauges, Air Release Valve and Casing Relief Valve are included. | GMS 200-25SH | 13259.9669 | 48730.3784
LIFECO-UK |  | 231007201439 | LIFECO-UK-UL/FM Approved Split Case (GMS 200-25SH) Electric Motor Driven Skid Pump 200 GPM @ 9 Bar Coupled with UL Listed ODP Motor. Suction and Discharge Pressure Gauges, Air Release Valve and Casing Relief Valve are included. | GMS 200-25SH | 14137.7077 | 51956.0758
LIFECO-UK |  | 231007201440 | LIFECO-UK-UL/FM Approved Split Case (GMS 200-25SH) Electric Motor Driven Skid Pump 200 GPM @ 10 Bar Coupled with UL Listed ODP Motor. Suction and Discharge Pressure Gauges, Air Release Valve and Casing Relief Valve are included. | GMS 200-25SH | 14137.7077 | 51956.0758
LIFECO-UK |  | 231007201441 | LIFECO-UK-UL/FM Approved Split Case (GMS 200-25SH) Electric Motor Driven Skid Pump 200 GPM @ 11 Bar Coupled with UL Listed ODP Motor. Suction and Discharge Pressure Gauges, Air Release Valve and Casing Relief Valve are included. | GMS 200-25SH | 15929.9871 | 58542.7024
LIFECO-UK |  | 231007201442 | LIFECO-UK-UL/FM Approved Split Case (GMS 200-25SH) Electric Motor Driven Skid Pump 200 GPM @ 12 Bar Coupled with UL Listed ODP Motor. Suction and Discharge Pressure Gauges, Air Release Valve and Casing Relief Valve are included. | GMS 200-25SH | 15929.9871 | 58542.7024
LIFECO-UK |  | 231007201443 | LIFECO-UK-UL/FM Approved Split Case (GMS 200-25SH) Electric Motor Driven Skid Pump 200 GPM @ 13 Bar Coupled with UL Listed ODP Motor. Suction and Discharge Pressure Gauges, Air Release Valve and Casing Relief Valve are included. | GMS 200-25SH | 15929.9871 | 58542.7024
LIFECO-UK |  | 231007201444 | LIFECO-UK-UL/FM Approved Split Case (GMS 200-25SH) Electric Motor Driven Skid Pump 200 GPM @ 14.27 Bar Coupled with UL Listed ODP Motor. Suction and Discharge Pressure Gauges, Air Release Valve and Casing Relief Valve are included. | GMS 200-25SH | 16959.9199 | 62327.7055
LIFECO-UK |  | 231007201445 | LIFECO-UK-UL/FM Approved Split Case (GMS 200-SN31SH) Electric Motor Driven Skid Pump 200 GPM @ 15.58 Bar Coupled with UL Listed ODP Motor. Suction and Discharge Pressure Gauges, Air Release Valve and Casing Relief Valve are included. | GMS 200-SN31SH | 16704.4872 | 61388.9904
LIFECO-UK |  | 231007201446 | LIFECO-UK-UL/FM Approved Split Case (GMS 200-SN31SH) Electric Motor Driven Skid Pump 200 GPM @ 16 Bar Coupled with UL Listed ODP Motor. Suction and Discharge Pressure Gauges, Air Release Valve and Casing Relief Valve are included. | GMS 200-SN31SH | 16704.4872 | 61388.9904
LIFECO-UK |  | 231007201447 | LIFECO-UK-UL/FM Approved Split Case (GMS 200-SN31SH) Electric Motor Driven Skid Pump 200 GPM @ 17 Bar Coupled with UL Listed ODP Motor. Suction and Discharge Pressure Gauges, Air Release Valve and Casing Relief Valve are included. | GMS 200-SN31SH | 16704.4872 | 61388.9904
LIFECO-UK |  | 231007201448 | LIFECO-UK-UL/FM Approved Split Case (GMS 200-SN31SH) Electric Motor Driven Skid Pump 200 GPM @ 18 Bar Coupled with UL Listed ODP Motor. Suction and Discharge Pressure Gauges, Air Release Valve and Casing Relief Valve are included. | GMS 200-SN31SH | 23412.3492 | 86040.3834
LIFECO-UK |  | 231007201449 | LIFECO-UK-UL/FM Approved Split Case (GMS 200-SN31SH) Electric Motor Driven Skid Pump 200 GPM @ 19 Bar Coupled with UL Listed ODP Motor. Suction and Discharge Pressure Gauges, Air Release Valve and Casing Relief Valve are included. | GMS 200-SN31SH | 23412.3492 | 86040.3834
LIFECO-UK |  | 231007201450 | LIFECO-UK-UL/FM Approved Split Case (GMS 200-SN31SH) Electric Motor Driven Skid Pump 200 GPM @ 20 Bar Coupled with UL Listed ODP Motor. Suction and Discharge Pressure Gauges, Air Release Valve and Casing Relief Valve are included. | GMS 200-SN31SH | 28707.8776 | 105501.45
LIFECO-UK |  | 231007201451 | LIFECO-UK-UL/FM Approved Split Case (GMS 250-25SH) Electric Motor Driven Skid Pump 250 GPM @ 7.86 Bar Coupled with UL Listed ODP Motor. Suction and Discharge Pressure Gauges, Air Release Valve and Casing Relief Valve are included. | GMS 250-25SH | 13259.9669 | 48730.3784
LIFECO-UK |  | 231007201452 | LIFECO-UK-UL/FM Approved Split Case (GMS 250-25SH) Electric Motor Driven Skid Pump 250 GPM @ 8 Bar Coupled with UL Listed ODP Motor. Suction and Discharge Pressure Gauges, Air Release Valve and Casing Relief Valve are included. | GMS 250-25SH | 13259.9669 | 48730.3784
LIFECO-UK |  | 231007201453 | LIFECO-UK-UL/FM Approved Split Case (GMS 250-25SH) Electric Motor Driven Skid Pump 250 GPM @ 9 Bar Coupled with UL Listed ODP Motor. Suction and Discharge Pressure Gauges, Air Release Valve and Casing Relief Valve are included. | GMS 250-25SH | 14137.7077 | 51956.0758
LIFECO-UK |  | 231007201454 | LIFECO-UK-UL/FM Approved Split Case (GMS 250-25SH) Electric Motor Driven Skid Pump 250 GPM @ 10 Bar Coupled with UL Listed ODP Motor. Suction and Discharge Pressure Gauges, Air Release Valve and Casing Relief Valve are included. | GMS 250-25SH | 14137.7077 | 51956.0758
LIFECO-UK |  | 231007201455 | LIFECO-UK-UL/FM Approved Split Case (GMS 250-25SH) Electric Motor Driven Skid Pump 250 GPM @ 11 Bar Coupled with UL Listed ODP Motor. Suction and Discharge Pressure Gauges, Air Release Valve and Casing Relief Valve are included. | GMS 250-25SH | 15929.9871 | 58542.7024
LIFECO-UK |  | 231007201456 | LIFECO-UK-UL/FM Approved Split Case (GMS 250-25SH) Electric Motor Driven Skid Pump 250 GPM @ 12 Bar Coupled with UL Listed ODP Motor. Suction and Discharge Pressure Gauges, Air Release Valve and Casing Relief Valve are included. | GMS 250-25SH | 15929.9871 | 58542.7024
LIFECO-UK |  | 231007201457 | LIFECO-UK-UL/FM Approved Split Case (GMS 250-25SH) Electric Motor Driven Skid Pump 250 GPM @ 13 Bar Coupled with UL Listed ODP Motor. Suction and Discharge Pressure Gauges, Air Release Valve and Casing Relief Valve are included. | GMS 250-25SH | 16704.4872 | 61388.9904
LIFECO-UK |  | 231007201458 | LIFECO-UK-UL/FM Approved Split Case (GMS 250-25SH) Electric Motor Driven Skid Pump 250 GPM @ 14.27 Bar Coupled with UL Listed ODP Motor. Suction and Discharge Pressure Gauges, Air Release Valve and Casing Relief Valve are included. | GMS 250-25SH | 16959.9199 | 62327.7055
LIFECO-UK |  | 231007201459 | LIFECO-UK-UL/FM Approved Split Case (GMS 250-SN31SH) Electric Motor Driven Skid Pump 250 GPM @ 15.59 Bar Coupled with UL Listed ODP Motor. Suction and Discharge Pressure Gauges, Air Release Valve and Casing Relief Valve are included. | GMS 250-SN31SH | 16704.4872 | 61388.9904
LIFECO-UK |  | 231007201460 | LIFECO-UK-UL/FM Approved Split Case (GMS 250-SN31SH) Electric Motor Driven Skid Pump 250 GPM @ 16 Bar Coupled with UL Listed ODP Motor. Suction and Discharge Pressure Gauges, Air Release Valve and Casing Relief Valve are included. | GMS 250-SN31SH | 16704.4872 | 61388.9904
LIFECO-UK |  | 231007201461 | LIFECO-UK-UL/FM Approved Split Case (GMS 250-SN31SH) Electric Motor Driven Skid Pump 250 GPM @ 17 Bar Coupled with UL Listed ODP Motor. Suction and Discharge Pressure Gauges, Air Release Valve and Casing Relief Valve are included. | GMS 250-SN31SH | 23412.3492 | 86040.3834
LIFECO-UK |  | 231007201462 | LIFECO-UK-UL/FM Approved Split Case (GMS 250-SN31SH) Electric Motor Driven Skid Pump 250 GPM @ 18 Bar Coupled with UL Listed ODP Motor. Suction and Discharge Pressure Gauges, Air Release Valve and Casing Relief Valve are included. | GMS 250-SN31SH | 23412.3492 | 86040.3834
LIFECO-UK |  | 231007201463 | LIFECO-UK-UL/FM Approved Split Case (GMS 250-SN31SH) Electric Motor Driven Skid Pump 250 GPM @ 19 Bar Coupled with UL Listed ODP Motor. Suction and Discharge Pressure Gauges, Air Release Valve and Casing Relief Valve are included. | GMS 250-SN31SH | 28707.8776 | 105501.45
LIFECO-UK |  | 231007201464 | LIFECO-UK-UL/FM Approved Split Case (GMS 250-SN31SH) Electric Motor Driven Skid Pump 250 GPM @ 20 Bar Coupled with UL Listed ODP Motor. Suction and Discharge Pressure Gauges, Air Release Valve and Casing Relief Valve are included. | GMS 250-SN31SH | 28707.8776 | 105501.45
LIFECO-UK |  | 231007201465 | LIFECO-UK-UL/FM Approved Split Case (GMS 300-25SH) Electric Motor Driven Skid Pump 300 GPM @ 7.86 Bar Coupled with UL Listed ODP Motor. Suction and Discharge Pressure Gauges, Air Release Valve and Casing Relief Valve are included. | GMS 300-25SH | 14137.7077 | 51956.0758
LIFECO-UK |  | 231007201466 | LIFECO-UK-UL/FM Approved Split Case (GMS 300-25SH) Electric Motor Driven Skid Pump 300 GPM @ 8 Bar Coupled with UL Listed ODP Motor. Suction and Discharge Pressure Gauges, Air Release Valve and Casing Relief Valve are included. | GMS 300-25SH | 14137.7077 | 51956.0758
LIFECO-UK |  | 231007201467 | LIFECO-UK-UL/FM Approved Split Case (GMS 300-25SH) Electric Motor Driven Skid Pump 300 GPM @ 9 Bar Coupled with UL Listed ODP Motor. Suction and Discharge Pressure Gauges, Air Release Valve and Casing Relief Valve are included. | GMS 300-25SH | 14137.7077 | 51956.0758
LIFECO-UK |  | 231007201468 | LIFECO-UK-UL/FM Approved Split Case (GMS 300-25SH) Electric Motor Driven Skid Pump 300 GPM @ 10 Bar Coupled with UL Listed ODP Motor. Suction and Discharge Pressure Gauges, Air Release Valve and Casing Relief Valve are included. | GMS 300-25SH | 15929.9871 | 58542.7024
LIFECO-UK |  | 231007201469 | LIFECO-UK-UL/FM Approved Split Case (GMS 300-25SH) Electric Motor Driven Skid Pump 300 GPM @ 11 Bar Coupled with UL Listed ODP Motor. Suction and Discharge Pressure Gauges, Air Release Valve and Casing Relief Valve are included. | GMS 300-25SH | 15929.9871 | 58542.7024
LIFECO-UK |  | 231007201470 | LIFECO-UK-UL/FM Approved Split Case (GMS 300-25SH) Electric Motor Driven Skid Pump 300 GPM @ 12 Bar Coupled with UL Listed ODP Motor. Suction and Discharge Pressure Gauges, Air Release Valve and Casing Relief Valve are included. | GMS 300-25SH | 15929.9871 | 58542.7024
LIFECO-UK |  | 231007201471 | LIFECO-UK-UL/FM Approved Split Case (GMS 300-25SH) Electric Motor Driven Skid Pump 300 GPM @ 13 Bar Coupled with UL Listed ODP Motor. Suction and Discharge Pressure Gauges, Air Release Valve and Casing Relief Valve are included. | GMS 300-25SH | 16704.4872 | 61388.9904
LIFECO-UK |  | 231007201472 | LIFECO-UK-UL/FM Approved Split Case (GMS 300-25SH) Electric Motor Driven Skid Pump 300 GPM @ 14.21 Bar Coupled with UL Listed ODP Motor. Suction and Discharge Pressure Gauges, Air Release Valve and Casing Relief Valve are included. | GMS 300-25SH | 16959.9199 | 62327.7055
LIFECO-UK |  | 231007201473 | LIFECO-UK-UL/FM Approved Split Case (GMS 300-SN31SH) Electric Motor Driven Skid Pump 300 GPM @ 15.58 Bar Coupled with UL Listed ODP Motor. Suction and Discharge Pressure Gauges, Air Release Valve and Casing Relief Valve are included. | GMS 300-SN31SH | 16704.4872 | 61388.9904
LIFECO-UK |  | 231007201474 | LIFECO-UK-UL/FM Approved Split Case (GMS 300-SN31SH) Electric Motor Driven Skid Pump 300 GPM @ 16 Bar Coupled with UL Listed ODP Motor. Suction and Discharge Pressure Gauges, Air Release Valve and Casing Relief Valve are included. | GMS 300-SN31SH | 16704.4872 | 61388.9904
LIFECO-UK |  | 231007201475 | LIFECO-UK-UL/FM Approved Split Case (GMS 300-SN31SH) Electric Motor Driven Skid Pump 300 GPM @ 17 Bar Coupled with UL Listed ODP Motor. Suction and Discharge Pressure Gauges, Air Release Valve and Casing Relief Valve are included. | GMS 300-SN31SH | 23412.3492 | 86040.3834
LIFECO-UK |  | 231007201476 | LIFECO-UK-UL/FM Approved Split Case (GMS 300-SN31SH) Electric Motor Driven Skid Pump 300 GPM @ 18 Bar Coupled with UL Listed ODP Motor. Suction and Discharge Pressure Gauges, Air Release Valve and Casing Relief Valve are included. | GMS 300-SN31SH | 23412.3492 | 86040.3834
LIFECO-UK |  | 231007201477 | LIFECO-UK-UL/FM Approved Split Case (GMS 300-SN31SH) Electric Motor Driven Skid Pump 300 GPM @ 19 Bar Coupled with UL Listed ODP Motor. Suction and Discharge Pressure Gauges, Air Release Valve and Casing Relief Valve are included. | GMS 300-SN31SH | 28707.8776 | 105501.45
LIFECO-UK |  | 231007201478 | LIFECO-UK-UL/FM Approved Split Case (GMS 300-SN31SH) Electric Motor Driven Skid Pump 300 GPM @ 20 Bar Coupled with UL Listed ODP Motor. Suction and Discharge Pressure Gauges, Air Release Valve and Casing Relief Valve are included. | GMS 300-SN31SH | 28707.8776 | 105501.45
LIFECO-UK |  | 231007201479 | LIFECO-UK-UL/FM Approved Split Case (GMS 400-25SH) Electric Motor Driven Skid Pump 400 GPM @ 7.86 Bar Coupled with UL Listed ODP Motor. Suction and Discharge Pressure Gauges, Air Release Valve and Casing Relief Valve are included. | GMS 400-25SH | 14137.7077 | 51956.0758
LIFECO-UK |  | 231007201480 | LIFECO-UK-UL/FM Approved Split Case (GMS 400-25SH) Electric Motor Driven Skid Pump 400 GPM @ 8 Bar Coupled with UL Listed ODP Motor. Suction and Discharge Pressure Gauges, Air Release Valve and Casing Relief Valve are included. | GMS 400-25SH | 14137.7077 | 51956.0758
LIFECO-UK |  | 231007201481 | LIFECO-UK-UL/FM Approved Split Case (GMS 400-25SH) Electric Motor Driven Skid Pump 400 GPM @ 9 Bar Coupled with UL Listed ODP Motor. Suction and Discharge Pressure Gauges, Air Release Valve and Casing Relief Valve are included. | GMS 400-25SH | 15929.9871 | 58542.7024
LIFECO-UK |  | 231007201482 | LIFECO-UK-UL/FM Approved Split Case (GMS 400-25SH) Electric Motor Driven Skid Pump 400 GPM @ 10 Bar Coupled with UL Listed ODP Motor. Suction and Discharge Pressure Gauges, Air Release Valve and Casing Relief Valve are included. | GMS 400-25SH | 15929.9871 | 58542.7024
LIFECO-UK |  | 231007201483 | LIFECO-UK-UL/FM Approved Split Case (GMS 400-25SH) Electric Motor Driven Skid Pump 400 GPM @ 11 Bar Coupled with UL Listed ODP Motor. Suction and Discharge Pressure Gauges, Air Release Valve and Casing Relief Valve are included. | GMS 400-25SH | 16704.4872 | 61388.9904
LIFECO-UK |  | 231007201484 | LIFECO-UK-UL/FM Approved Split Case (GMS 400-25SH) Electric Motor Driven Skid Pump 400 GPM @ 12 Bar Coupled with UL Listed ODP Motor. Suction and Discharge Pressure Gauges, Air Release Valve and Casing Relief Valve are included. | GMS 400-25SH | 16704.4872 | 61388.9904
LIFECO-UK |  | 231007201485 | LIFECO-UK-UL/FM Approved Split Case (GMS 400-25SH) Electric Motor Driven Skid Pump 400 GPM @ 13 Bar Coupled with UL Listed ODP Motor. Suction and Discharge Pressure Gauges, Air Release Valve and Casing Relief Valve are included. | GMS 400-25SH | 16704.4872 | 61388.9904
LIFECO-UK |  | 231007201486 | LIFECO-UK-UL/FM Approved Split Case (GMS 400-25SH) Electric Motor Driven Skid Pump 400 GPM @ 14.2 Bar Coupled with UL Listed ODP Motor. Suction and Discharge Pressure Gauges, Air Release Valve and Casing Relief Valve are included. | GMS 400-25SH | 23412.3492 | 86040.3834
LIFECO-UK |  | 231007201487 | LIFECO-UK-UL/FM Approved Split Case (GMS 400-SN31SH) Electric Motor Driven Skid Pump 400 GPM @ 15.51 Bar Coupled with UL Listed ODP Motor. Suction and Discharge Pressure Gauges, Air Release Valve and Casing Relief Valve are included. | GMS 400-SN31SH | 23412.3492 | 86040.3834
LIFECO-UK |  | 231007201488 | LIFECO-UK-UL/FM Approved Split Case (GMS 400-SN31SH) Electric Motor Driven Skid Pump 400 GPM @ 16 Bar Coupled with UL Listed ODP Motor. Suction and Discharge Pressure Gauges, Air Release Valve and Casing Relief Valve are included. | GMS 400-SN31SH | 23412.3492 | 86040.3834
LIFECO-UK |  | 231007201489 | LIFECO-UK-UL/FM Approved Split Case (GMS 400-SN31SH) Electric Motor Driven Skid Pump 400 GPM @ 17 Bar Coupled with UL Listed ODP Motor. Suction and Discharge Pressure Gauges, Air Release Valve and Casing Relief Valve are included. | GMS 400-SN31SH | 23412.3492 | 86040.3834
LIFECO-UK |  | 231007201490 | LIFECO-UK-UL/FM Approved Split Case (GMS 400-SN31SH) Electric Motor Driven Skid Pump 400 GPM @ 18 Bar Coupled with UL Listed ODP Motor. Suction and Discharge Pressure Gauges, Air Release Valve and Casing Relief Valve are included. | GMS 400-SN31SH | 28707.8776 | 105501.45
LIFECO-UK |  | 231007201491 | LIFECO-UK-UL/FM Approved Split Case (GMS 400-SN31SH) Electric Motor Driven Skid Pump 400 GPM @ 19 Bar Coupled with UL Listed ODP Motor. Suction and Discharge Pressure Gauges, Air Release Valve and Casing Relief Valve are included. | GMS 400-SN31SH | 28707.8776 | 105501.45
LIFECO-UK |  | 231007201492 | LIFECO-UK-UL/FM Approved Split Case (GMS 400-SN31SH) Electric Motor Driven Skid Pump 400 GPM @ 20 Bar Coupled with UL Listed ODP Motor. Suction and Discharge Pressure Gauges, Air Release Valve and Casing Relief Valve are included. | GMS 400-SN31SH | 28707.8776 | 105501.45
LIFECO-UK |  | 231007201493 | LIFECO-UK-UL/FM Approved Split Case (GMS 450-25SH) Electric Motor Driven Skid Pump 450 GPM @ 7.86 Bar Coupled with UL Listed ODP Motor. Suction and Discharge Pressure Gauges, Air Release Valve and Casing Relief Valve are included. | GMS 450-25SH | 14137.7077 | 51956.0758
LIFECO-UK |  | 231007201494 | LIFECO-UK-UL/FM Approved Split Case (GMS 450-25SH) Electric Motor Driven Skid Pump 450 GPM @ 8 Bar Coupled with UL Listed ODP Motor. Suction and Discharge Pressure Gauges, Air Release Valve and Casing Relief Valve are included. | GMS 450-25SH | 14137.7077 | 51956.0758
LIFECO-UK |  | 231007201495 | LIFECO-UK-UL/FM Approved Split Case (GMS 450-25SH) Electric Motor Driven Skid Pump 450 GPM @ 9 Bar Coupled with UL Listed ODP Motor. Suction and Discharge Pressure Gauges, Air Release Valve and Casing Relief Valve are included. | GMS 450-25SH | 15929.9871 | 58542.7024
LIFECO-UK |  | 231007201496 | LIFECO-UK-UL/FM Approved Split Case (GMS 450-25SH) Electric Motor Driven Skid Pump 450 GPM @ 10 Bar Coupled with UL Listed ODP Motor. Suction and Discharge Pressure Gauges, Air Release Valve and Casing Relief Valve are included. | GMS 450-25SH | 15929.9871 | 58542.7024
LIFECO-UK |  | 231007201497 | LIFECO-UK-UL/FM Approved Split Case (GMS 450-25SH) Electric Motor Driven Skid Pump 450 GPM @ 11 Bar Coupled with UL Listed ODP Motor. Suction and Discharge Pressure Gauges, Air Release Valve and Casing Relief Valve are included. | GMS 450-25SH | 16704.4872 | 61388.9904
LIFECO-UK |  | 231007201498 | LIFECO-UK-UL/FM Approved Split Case (GMS 450-25SH) Electric Motor Driven Skid Pump 450 GPM @ 12 Bar Coupled with UL Listed ODP Motor. Suction and Discharge Pressure Gauges, Air Release Valve and Casing Relief Valve are included. | GMS 450-25SH | 16704.4872 | 61388.9904
LIFECO-UK |  | 231007201499 | LIFECO-UK-UL/FM Approved Split Case (GMS 450-25SH) Electric Motor Driven Skid Pump 450 GPM @ 13 Bar Coupled with UL Listed ODP Motor. Suction and Discharge Pressure Gauges, Air Release Valve and Casing Relief Valve are included. | GMS 450-25SH | 16704.4872 | 61388.9904
LIFECO-UK |  | 231007201500 | LIFECO-UK-UL/FM Approved Split Case (GMS 450-25SH) Electric Motor Driven Skid Pump 450 GPM @ 14.2 Bar Coupled with UL Listed ODP Motor. Suction and Discharge Pressure Gauges, Air Release Valve and Casing Relief Valve are included. | GMS 450-25SH | 23412.3492 | 86040.3834
LIFECO-UK |  | 231007201501 | LIFECO-UK-UL/FM Approved Split Case (GMS 450-SN31SH) Electric Motor Driven Skid Pump 450 GPM @ 15.4 Bar Coupled with UL Listed ODP Motor. Suction and Discharge Pressure Gauges, Air Release Valve and Casing Relief Valve are included. | GMS 450-SN31SH | 23412.3492 | 86040.3834
LIFECO-UK |  | 231007201502 | LIFECO-UK-UL/FM Approved Split Case (GMS 450-SN31SH) Electric Motor Driven Skid Pump 450 GPM @ 16 Bar Coupled with UL Listed ODP Motor. Suction and Discharge Pressure Gauges, Air Release Valve and Casing Relief Valve are included. | GMS 450-SN31SH | 23412.3492 | 86040.3834
LIFECO-UK |  | 231007201503 | LIFECO-UK-UL/FM Approved Split Case (GMS 450-SN31SH) Electric Motor Driven Skid Pump 450 GPM @ 17 Bar Coupled with UL Listed ODP Motor. Suction and Discharge Pressure Gauges, Air Release Valve and Casing Relief Valve are included. | GMS 450-SN31SH | 23412.3492 | 86040.3834
LIFECO-UK |  | 231007201504 | LIFECO-UK-UL/FM Approved Split Case (GMS 450-SN31SH) Electric Motor Driven Skid Pump 450 GPM @ 18 Bar Coupled with UL Listed ODP Motor. Suction and Discharge Pressure Gauges, Air Release Valve and Casing Relief Valve are included. | GMS 450-SN31SH | 28707.8776 | 105501.45
LIFECO-UK |  | 231007201505 | LIFECO-UK-UL/FM Approved Split Case (GMS 450-SN31SH) Electric Motor Driven Skid Pump 450 GPM @ 19 Bar Coupled with UL Listed ODP Motor. Suction and Discharge Pressure Gauges, Air Release Valve and Casing Relief Valve are included. | GMS 450-SN31SH | 28707.8776 | 105501.45
LIFECO-UK |  | 231007201506 | LIFECO-UK-UL/FM Approved Split Case (GMS 450-SN31SH) Electric Motor Driven Skid Pump 450 GPM @ 20 Bar Coupled with UL Listed ODP Motor. Suction and Discharge Pressure Gauges, Air Release Valve and Casing Relief Valve are included. | GMS 450-SN31SH | 28707.8776 | 105501.45
LIFECO-UK |  | 231007201507 | LIFECO-UK-UL/FM Approved Split Case (GMS 500-25SH) Electric Motor Driven Skid Pump 500 GPM @ 7.79 Bar Coupled with UL Listed ODP Motor. Suction and Discharge Pressure Gauges, Air Release Valve and Casing Relief Valve are included. | GMS 500-25SH | 14137.7077 | 51956.0758
LIFECO-UK |  | 231007201508 | LIFECO-UK-UL/FM Approved Split Case (GMS 500-25SH) Electric Motor Driven Skid Pump 500 GPM @ 9 Bar Coupled with UL Listed ODP Motor. Suction and Discharge Pressure Gauges, Air Release Valve and Casing Relief Valve are included. | GMS 500-25SH | 15929.9871 | 58542.7024
LIFECO-UK |  | 231007201509 | LIFECO-UK-UL/FM Approved Split Case (GMS 500-25SH) Electric Motor Driven Skid Pump 500 GPM @ 10 Bar Coupled with UL Listed ODP Motor. Suction and Discharge Pressure Gauges, Air Release Valve and Casing Relief Valve are included. | GMS 500-25SH | 15929.9871 | 58542.7024
LIFECO-UK |  | 231007201510 | LIFECO-UK-UL/FM Approved Split Case (GMS 500-25SH) Electric Motor Driven Skid Pump 500 GPM @ 11 Bar Coupled with UL Listed ODP Motor. Suction and Discharge Pressure Gauges, Air Release Valve and Casing Relief Valve are included. | GMS 500-25SH | 16704.4872 | 61388.9904
LIFECO-UK |  | 231007201511 | LIFECO-UK-UL/FM Approved Split Case (GMS 500-25SH) Electric Motor Driven Skid Pump 500 GPM @ 12 Bar Coupled with UL Listed ODP Motor. Suction and Discharge Pressure Gauges, Air Release Valve and Casing Relief Valve are included. | GMS 500-25SH | 16704.4872 | 61388.9904
LIFECO-UK |  | 231007201512 | LIFECO-UK-UL/FM Approved Split Case (GMS 500-25SH) Electric Motor Driven Skid Pump 500 GPM @ 13 Bar Coupled with UL Listed ODP Motor. Suction and Discharge Pressure Gauges, Air Release Valve and Casing Relief Valve are included. | GMS 500-25SH | 23291.2815 | 85595.4597
LIFECO-UK |  | 231007201513 | LIFECO-UK-UL/FM Approved Split Case (GMS 500-25SH) Electric Motor Driven Skid Pump 500 GPM @ 14.13 Bar Coupled with UL Listed ODP Motor. Suction and Discharge Pressure Gauges, Air Release Valve and Casing Relief Valve are included. | GMS 500-25SH | 23412.3492 | 86040.3834
LIFECO-UK |  | 231007201514 | LIFECO-UK-UL/FM Approved Split Case (GMS 500-25SH) Electric Motor Driven Skid Pump 500 GPM @ 14.96 Bar Coupled with UL Listed ODP Motor. Suction and Discharge Pressure Gauges, Air Release Valve and Casing Relief Valve are included. | GMS 500-25SH | 23412.3492 | 86040.3834
LIFECO-UK |  | 231007201515 | LIFECO-UK-UL/FM Approved Split Case (GMS 500-SN31SH) Electric Motor Driven Skid Pump 500 GPM @ 15.44 Bar Coupled with UL Listed ODP Motor. Suction and Discharge Pressure Gauges, Air Release Valve and Casing Relief Valve are included. | GMS 500-SN31SH | 23412.3492 | 86040.3834
LIFECO-UK |  | 231007201516 | LIFECO-UK-UL/FM Approved Split Case (GMS 500-SN31SH) Electric Motor Driven Skid Pump 500 GPM @ 16 Bar Coupled with UL Listed ODP Motor. Suction and Discharge Pressure Gauges, Air Release Valve and Casing Relief Valve are included. | GMS 500-SN31SH | 23412.3492 | 86040.3834
LIFECO-UK |  | 231007201517 | LIFECO-UK-UL/FM Approved Split Case (GMS 500-SN31SH) Electric Motor Driven Skid Pump 500 GPM @ 17 Bar Coupled with UL Listed ODP Motor. Suction and Discharge Pressure Gauges, Air Release Valve and Casing Relief Valve are included. | GMS 500-SN31SH | 23412.3492 | 86040.3834
LIFECO-UK |  | 231007201518 | LIFECO-UK-UL/FM Approved Split Case (GMS 500-SN31SH) Electric Motor Driven Skid Pump 500 GPM @ 18 Bar Coupled with UL Listed ODP Motor. Suction and Discharge Pressure Gauges, Air Release Valve and Casing Relief Valve are included. | GMS 500-SN31SH | 28707.8776 | 105501.45
LIFECO-UK |  | 231007201519 | LIFECO-UK-UL/FM Approved Split Case (GMS 500-SN31SH) Electric Motor Driven Skid Pump 500 GPM @ 19 Bar Coupled with UL Listed ODP Motor. Suction and Discharge Pressure Gauges, Air Release Valve and Casing Relief Valve are included. | GMS 500-SN31SH | 28707.8776 | 105501.45
LIFECO-UK |  | 231007201520 | LIFECO-UK-UL/FM Approved Split Case (GMS 500-SN31SH) Electric Motor Driven Skid Pump 500 GPM @ 20 Bar Coupled with UL Listed ODP Motor. Suction and Discharge Pressure Gauges, Air Release Valve and Casing Relief Valve are included. | GMS 500-SN31SH | 28707.8776 | 105501.45
LIFECO-UK |  | 231007201521 | LIFECO-UK-UL/FM Approved Split Case (GMS 750-25SH) Electric Motor Driven Skid Pump 750 GPM @ 7.31 Bar Coupled with UL Listed ODP Motor. Suction and Discharge Pressure Gauges, Air Release Valve and Casing Relief Valve are included. | GMS 750-25SH | 14352.8846 | 52746.851
LIFECO-UK |  | 231007201522 | LIFECO-UK-UL/FM Approved Split Case (GMS 750-25SH) Electric Motor Driven Skid Pump 750 GPM @ 8 Bar Coupled with UL Listed ODP Motor. Suction and Discharge Pressure Gauges, Air Release Valve and Casing Relief Valve are included. | GMS 750-25SH | 15929.9871 | 58542.7024
LIFECO-UK |  | 231007201523 | LIFECO-UK-UL/FM Approved Split Case (GMS 750-25SH) Electric Motor Driven Skid Pump 750 GPM @ 9 Bar Coupled with UL Listed ODP Motor. Suction and Discharge Pressure Gauges, Air Release Valve and Casing Relief Valve are included. | GMS 750-25SH | 15929.9871 | 58542.7024
LIFECO-UK |  | 231007201524 | LIFECO-UK-UL/FM Approved Split Case (GMS 750-25SH) Electric Motor Driven Skid Pump 750 GPM @ 10 Bar Coupled with UL Listed ODP Motor. Suction and Discharge Pressure Gauges, Air Release Valve and Casing Relief Valve are included. | GMS 750-25SH | 16704.4872 | 61388.9904
LIFECO-UK |  | 231007201525 | LIFECO-UK-UL/FM Approved Split Case (GMS 750-25SH) Electric Motor Driven Skid Pump 750 GPM @ 11 Bar Coupled with UL Listed ODP Motor. Suction and Discharge Pressure Gauges, Air Release Valve and Casing Relief Valve are included. | GMS 750-25SH | 23291.2815 | 85595.4597
LIFECO-UK |  | 231007201526 | LIFECO-UK-UL/FM Approved Split Case (GMS 750-25SH) Electric Motor Driven Skid Pump 750 GPM @ 12 Bar Coupled with UL Listed ODP Motor. Suction and Discharge Pressure Gauges, Air Release Valve and Casing Relief Valve are included. | GMS 750-25SH | 23291.2815 | 85595.4597
LIFECO-UK |  | 231007201527 | LIFECO-UK-UL/FM Approved Split Case (GMS 750-25SH) Electric Motor Driven Skid Pump 750 GPM @ 13 Bar Coupled with UL Listed ODP Motor. Suction and Discharge Pressure Gauges, Air Release Valve and Casing Relief Valve are included. | GMS 750-25SH | 28586.8099 | 105056.5263
LIFECO-UK |  | 231007201528 | LIFECO-UK-UL/FM Approved Split Case (GMS 750-25SH) Electric Motor Driven Skid Pump 750 GPM @ 14 Bar Coupled with UL Listed ODP Motor. Suction and Discharge Pressure Gauges, Air Release Valve and Casing Relief Valve are included. | GMS 750-25SH | 28586.8099 | 105056.5263
LIFECO-UK |  | 231007201529 | LIFECO-UK-UL/FM Approved Split Case (GMS 750-SN31SH) Electric Motor Driven Skid Pump 750 GPM @ 15.03 Bar Coupled with UL Listed ODP Motor. Suction and Discharge Pressure Gauges, Air Release Valve and Casing Relief Valve are included. | GMS 750-SN31SH | 28707.8776 | 105501.45
LIFECO-UK |  | 231007201530 | LIFECO-UK-UL/FM Approved Split Case (GMS 750-SN31SH) Electric Motor Driven Skid Pump 750 GPM @ 16 Bar Coupled with UL Listed ODP Motor. Suction and Discharge Pressure Gauges, Air Release Valve and Casing Relief Valve are included. | GMS 750-SN31SH | 28707.8776 | 105501.45
LIFECO-UK |  | 231007201531 | LIFECO-UK-UL/FM Approved Split Case (GMS 750-SN31SH) Electric Motor Driven Skid Pump 750 GPM @ 17 Bar Coupled with UL Listed ODP Motor. Suction and Discharge Pressure Gauges, Air Release Valve and Casing Relief Valve are included. | GMS 750-SN31SH | 28707.8776 | 105501.45
LIFECO-UK |  | 231007201532 | LIFECO-UK-UL/FM Approved Split Case (GMS 750-SN31SH) Electric Motor Driven Skid Pump 750 GPM @ 18 Bar Coupled with UL Listed ODP Motor. Suction and Discharge Pressure Gauges, Air Release Valve and Casing Relief Valve are included. | GMS 750-SN31SH | 29213.8 | 107360.715
LIFECO-UK |  | 231007201533 | LIFECO-UK-UL/FM Approved Split Case (GMS 750-SN31SH) Electric Motor Driven Skid Pump 750 GPM @ 19 Bar Coupled with UL Listed ODP Motor. Suction and Discharge Pressure Gauges, Air Release Valve and Casing Relief Valve are included. | GMS 750-SN31SH | 29213.8 | 107360.715
LIFECO-UK |  | 231007201534 | LIFECO-UK-UL/FM Approved Split Case (GMS 750-SN31SH) Electric Motor Driven Skid Pump 750 GPM @ 20 Bar Coupled with UL Listed ODP Motor. Suction and Discharge Pressure Gauges, Air Release Valve and Casing Relief Valve are included. | GMS 750-SN31SH | 29213.8 | 107360.715
LIFECO-UK |  | 231007201535 | LIFECO-UK-UL/FM Approved Split Case (GMS 1000-12SH) Electric Motor Driven Skid Pump 1000 GPM @ 10.07 Bar Coupled with UL Listed ODP Motor. Suction and Discharge Pressure Gauges, Air Release Valve and Casing Relief Valve are included. | GMS 1000-12SH | 24772.9167 | 91040.4688
LIFECO-UK |  | 231007201536 | LIFECO-UK-UL/FM Approved Split Case (GMS 1000-12SH) Electric Motor Driven Skid Pump 1000 GPM @ 11 Bar Coupled with UL Listed ODP Motor. Suction and Discharge Pressure Gauges, Air Release Valve and Casing Relief Valve are included. | GMS 1000-12SH | 24772.9167 | 91040.4688
LIFECO-UK |  | 231007201537 | LIFECO-UK-UL/FM Approved Split Case (GMS 1000-12SH) Electric Motor Driven Skid Pump 1000 GPM @ 12 Bar Coupled with UL Listed ODP Motor. Suction and Discharge Pressure Gauges, Air Release Valve and Casing Relief Valve are included. | GMS 1000-12SH | 24772.9167 | 91040.4688
LIFECO-UK |  | 231007201538 | LIFECO-UK-UL/FM Approved Split Case (GMS 1000-EL31SH) Electric Motor Driven Skid Pump 1000 GPM @ 13 Bar Coupled with UL Listed ODP Motor. Suction and Discharge Pressure Gauges, Air Release Valve and Casing Relief Valve are included. | GMS 1000-EL31SH | 26006.75 | 95574.8062
LIFECO-UK |  | 231007201539 | LIFECO-UK-UL/FM Approved Split Case (GMS 1000-EL31SH) Electric Motor Driven Skid Pump 1000 GPM @ 14 Bar Coupled with UL Listed ODP Motor. Suction and Discharge Pressure Gauges, Air Release Valve and Casing Relief Valve are included. | GMS 1000-EL31SH | 27079.0949 | 99515.6737
LIFECO-UK |  | 231007201540 | LIFECO-UK-UL/FM Approved Split Case (GMS 1000-EL31SH) Electric Motor Driven Skid Pump 1000 GPM @ 15 Bar Coupled with UL Listed ODP Motor. Suction and Discharge Pressure Gauges, Air Release Valve and Casing Relief Valve are included. | GMS 1000-EL31SH | 27079.0949 | 99515.6737
LIFECO-UK |  | 231007201541 | LIFECO-UK-UL/FM Approved Split Case (GMS 1000-EL31SH) Electric Motor Driven Skid Pump 1000 GPM @ 16 Bar Coupled with UL Listed ODP Motor. Suction and Discharge Pressure Gauges, Air Release Valve and Casing Relief Valve are included. | GMS 1000-EL31SH | 27079.0949 | 99515.6737
LIFECO-UK |  | 231007201542 | LIFECO-UK-UL/FM Approved Split Case (GMS 1000-EL31SH) Electric Motor Driven Skid Pump 1000 GPM @ 17 Bar Coupled with UL Listed ODP Motor. Suction and Discharge Pressure Gauges, Air Release Valve and Casing Relief Valve are included. | GMS 1000-EL31SH | 37463.4615 | 137678.2212
LIFECO-UK |  | 231007201543 | LIFECO-UK-UL/FM Approved Split Case (GMS 1000-EL31SH) Electric Motor Driven Skid Pump 1000 GPM @ 18 Bar Coupled with UL Listed ODP Motor. Suction and Discharge Pressure Gauges, Air Release Valve and Casing Relief Valve are included. | GMS 1000-EL31SH | 37463.4615 | 137678.2212
LIFECO-UK |  | 231007201544 | LIFECO-UK-UL/FM Approved Split Case (GMS 1000-EL31SH) Electric Motor Driven Skid Pump 1000 GPM @ 19 Bar Coupled with UL Listed ODP Motor. Suction and Discharge Pressure Gauges, Air Release Valve and Casing Relief Valve are included. | GMS 1000-EL31SH | 37463.4615 | 137678.2212
LIFECO-UK |  | 231007201545 | LIFECO-UK-UL/FM Approved Split Case (GMS 1000-EL31SH) Electric Motor Driven Skid Pump 1000 GPM @ 19.93 Bar Coupled with UL Listed ODP Motor. Suction and Discharge Pressure Gauges, Air Release Valve and Casing Relief Valve are included. | GMS 1000-EL31SH | 40017.7885 | 147065.3726
LIFECO-UK |  | 231007201546 | LIFECO-UK-UL/FM Approved Split Case (GMS 1250-15SH) Electric Motor Driven Skid Pump 1250 GPM @ 10.34 Bar Coupled with UL Listed ODP Motor. Suction and Discharge Pressure Gauges, Air Release Valve and Casing Relief Valve are included. | GMS 1250-15SH | 39085.2564 | 143638.3173
LIFECO-UK |  | 231007201547 | LIFECO-UK-UL/FM Approved Split Case (GMS 1250-15SH) Electric Motor Driven Skid Pump 1250 GPM @ 11 Bar Coupled with UL Listed ODP Motor. Suction and Discharge Pressure Gauges, Air Release Valve and Casing Relief Valve are included. | GMS 1250-15SH | 39085.2564 | 143638.3173
LIFECO-UK |  | 231007201548 | LIFECO-UK-UL/FM Approved Split Case (GMS 1250-15SH) Electric Motor Driven Skid Pump 1250 GPM @ 12 Bar Coupled with UL Listed ODP Motor. Suction and Discharge Pressure Gauges, Air Release Valve and Casing Relief Valve are included. | GMS 1250-15SH | 41355.7692 | 151982.4519
LIFECO-UK |  | 231007201549 | LIFECO-UK-UL/FM Approved Split Case (GMS 1250-EL31SH) Electric Motor Driven Skid Pump 1250 GPM @ 12.27 Bar Coupled with UL Listed ODP Motor. Suction and Discharge Pressure Gauges, Air Release Valve and Casing Relief Valve are included. | GMS 1250-EL31SH | 26958.0272 | 99070.7499
LIFECO-UK |  | 231007201550 | LIFECO-UK-UL/FM Approved Split Case (GMS 1250-EL31SH) Electric Motor Driven Skid Pump 1250 GPM @ 13 Bar Coupled with UL Listed ODP Motor. Suction and Discharge Pressure Gauges, Air Release Valve and Casing Relief Valve are included. | GMS 1250-EL31SH | 26958.0272 | 99070.7499
LIFECO-UK |  | 231007201551 | LIFECO-UK-UL/FM Approved Split Case (GMS 1250-EL31SH) Electric Motor Driven Skid Pump 1250 GPM @ 14 Bar Coupled with UL Listed ODP Motor. Suction and Discharge Pressure Gauges, Air Release Valve and Casing Relief Valve are included. | GMS 1250-EL31SH | 27079.0949 | 99515.6737
LIFECO-UK |  | 231007201552 | LIFECO-UK-UL/FM Approved Split Case (GMS 1250-EL31SH) Electric Motor Driven Skid Pump 1250 GPM @ 15 Bar Coupled with UL Listed ODP Motor. Suction and Discharge Pressure Gauges, Air Release Valve and Casing Relief Valve are included. | GMS 1250-EL31SH | 27079.0949 | 99515.6737
LIFECO-UK |  | 231007201553 | LIFECO-UK-UL/FM Approved Split Case (GMS 1250-EL31SH) Electric Motor Driven Skid Pump 1250 GPM @ 16 Bar Coupled with UL Listed ODP Motor. Suction and Discharge Pressure Gauges, Air Release Valve and Casing Relief Valve are included. | GMS 1250-EL31SH | 37463.4615 | 137678.2212
LIFECO-UK |  | 231007201554 | LIFECO-UK-UL/FM Approved Split Case (GMS 1250-EL31SH) Electric Motor Driven Skid Pump 1250 GPM @ 17 Bar Coupled with UL Listed ODP Motor. Suction and Discharge Pressure Gauges, Air Release Valve and Casing Relief Valve are included. | GMS 1250-EL31SH | 37463.4615 | 137678.2212
LIFECO-UK |  | 231007201555 | LIFECO-UK-UL/FM Approved Split Case (GMS 1250-EL31SH) Electric Motor Driven Skid Pump 1250 GPM @ 18 Bar Coupled with UL Listed ODP Motor. Suction and Discharge Pressure Gauges, Air Release Valve and Casing Relief Valve are included. | GMS 1250-EL31SH | 40017.7885 | 147065.3726
LIFECO-UK |  | 231007201556 | LIFECO-UK-UL/FM Approved Split Case (GMS 1250-EL31SH) Electric Motor Driven Skid Pump 1250 GPM @ 19 Bar Coupled with UL Listed ODP Motor. Suction and Discharge Pressure Gauges, Air Release Valve and Casing Relief Valve are included. | GMS 1250-EL31SH | 40017.7885 | 147065.3726
LIFECO-UK |  | 231007201557 | LIFECO-UK-UL/FM Approved Split Case (GMS 1250-EL31SH) Electric Motor Driven Skid Pump 1250 GPM @ 19.79 Bar Coupled with UL Listed ODP Motor. Suction and Discharge Pressure Gauges, Air Release Valve and Casing Relief Valve are included. | GMS 1250-EL31SH | 40796.25 | 149926.2188
LIFECO-UK |  | 231007201558 | LIFECO-UK-UL/FM Approved Split Case (GMS 1500-15SH) Electric Motor Driven Skid Pump 1500 GPM @ 10.28 Bar Coupled with UL Listed ODP Motor. Suction and Discharge Pressure Gauges, Air Release Valve and Casing Relief Valve are included. | GMS 1500-15SH | 39085.2564 | 143638.3173
LIFECO-UK |  | 231007201559 | LIFECO-UK-UL/FM Approved Split Case (GMS 1500-15SH) Electric Motor Driven Skid Pump 1500 GPM @ 11 Bar Coupled with UL Listed ODP Motor. Suction and Discharge Pressure Gauges, Air Release Valve and Casing Relief Valve are included. | GMS 1500-15SH | 39085.2564 | 143638.3173
LIFECO-UK |  | 231007201560 | LIFECO-UK-UL/FM Approved Split Case (GMS 1500-15SH) Electric Motor Driven Skid Pump 1500 GPM @ 12 Bar Coupled with UL Listed ODP Motor. Suction and Discharge Pressure Gauges, Air Release Valve and Casing Relief Valve are included. | GMS 1500-15SH | 41355.7692 | 151982.4519
LIFECO-UK |  | 231007201561 | LIFECO-UK-UL/FM Approved Split Case (GMS 1500-15SH) Electric Motor Driven Skid Pump 1500 GPM @ 13 Bar Coupled with UL Listed ODP Motor. Suction and Discharge Pressure Gauges, Air Release Valve and Casing Relief Valve are included. | GMS 1500-15SH | 42689.6955 | 156884.631
LIFECO-UK |  | 231007201562 | LIFECO-UK-UL/FM Approved Split Case (GMS 1500-15SH) Electric Motor Driven Skid Pump 1500 GPM @ 14.2 Bar Coupled with UL Listed ODP Motor. Suction and Discharge Pressure Gauges, Air Release Valve and Casing Relief Valve are included. | GMS 1500-15SH | 42782.9487 | 157227.3365
LIFECO-UK |  | 231007201563 | LIFECO-UK-UL/FM Approved Split Case (GMS 1500-15SH) Electric Motor Driven Skid Pump 1500 GPM @ 15.03 Bar Coupled with UL Listed ODP Motor. Suction and Discharge Pressure Gauges, Air Release Valve and Casing Relief Valve are included. | GMS 1500-15SH | 58262.9808 | 214116.4543
LIFECO-UK |  | 231007201564 | LIFECO-UK-UL/FM Approved Split Case (GMS 1500-61SL6-2G) Electric Motor Driven Skid Pump 1500 GPM @ 9.86 Bar Coupled with UL Listed ODP Motor. Suction and Discharge Pressure Gauges, Air Release Valve and Casing Relief Valve are included. | GMS 1500-61SL6-2G | 58222.4359 | 213967.4519
LIFECO-UK |  | 231007201565 | LIFECO-UK-UL/FM Approved Split Case (GMS 1500-61SL6-2G) Electric Motor Driven Skid Pump 1500 GPM @ 10 Bar Coupled with UL Listed ODP Motor. Suction and Discharge Pressure Gauges, Air Release Valve and Casing Relief Valve are included. | GMS 1500-61SL6-2G | 58222.4359 | 213967.4519
LIFECO-UK |  | 231007201566 | LIFECO-UK-UL/FM Approved Split Case (GMS 1500-61SL6-2G) Electric Motor Driven Skid Pump 1500 GPM @ 11 Bar Coupled with UL Listed ODP Motor. Suction and Discharge Pressure Gauges, Air Release Valve and Casing Relief Valve are included. | GMS 1500-61SL6-2G | 61871.4744 | 227377.6683
LIFECO-UK |  | 231007201567 | LIFECO-UK-UL/FM Approved Split Case (GMS 1500-61SL6-2G) Electric Motor Driven Skid Pump 1500 GPM @ 11.58 Bar Coupled with UL Listed ODP Motor. Suction and Discharge Pressure Gauges, Air Release Valve and Casing Relief Valve are included. | GMS 1500-61SL6-2G | 61871.4744 | 227377.6683
LIFECO-UK |  | 231007201568 | LIFECO-UK-UL/FM Approved Split Case (GMS 1500-61SL6-2G) Electric Motor Driven Skid Pump 1500 GPM @ 11.93 Bar Coupled with UL Listed ODP Motor. Suction and Discharge Pressure Gauges, Air Release Valve and Casing Relief Valve are included. | GMS 1500-61SL6-2G | 69939.9038 | 257029.1466
LIFECO-UK |  | 231007201569 | LIFECO-UK-UL/FM Approved Split Case (GMS 2000-15SH) Electric Motor Driven Skid Pump 2000 GPM @ 10 Bar Coupled with UL Listed ODP Motor. Suction and Discharge Pressure Gauges, Air Release Valve and Casing Relief Valve are included. | GMS 2000-15SH | 39085.2564 | 143638.3173
LIFECO-UK |  | 231007201570 | LIFECO-UK-UL/FM Approved Split Case (GMS 2000-15SH) Electric Motor Driven Skid Pump 2000 GPM @ 11 Bar Coupled with UL Listed ODP Motor. Suction and Discharge Pressure Gauges, Air Release Valve and Casing Relief Valve are included. | GMS 2000-15SH | 41355.7692 | 151982.4519
LIFECO-UK |  | 231007201571 | LIFECO-UK-UL/FM Approved Split Case (GMS 2000-15SH) Electric Motor Driven Skid Pump 2000 GPM @ 12 Bar Coupled with UL Listed ODP Motor. Suction and Discharge Pressure Gauges, Air Release Valve and Casing Relief Valve are included. | GMS 2000-15SH | 41355.7692 | 151982.4519
LIFECO-UK |  | 231007201572 | LIFECO-UK-UL/FM Approved Split Case (GMS 2000-15SH) Electric Motor Driven Skid Pump 2000 GPM @ 13 Bar Coupled with UL Listed ODP Motor. Suction and Discharge Pressure Gauges, Air Release Valve and Casing Relief Valve are included. | GMS 2000-15SH | 42689.6955 | 156884.631
LIFECO-UK |  | 231007201573 | LIFECO-UK-UL/FM Approved Split Case (GMS 2000-15SH) Electric Motor Driven Skid Pump 2000 GPM @ 14 Bar Coupled with UL Listed ODP Motor. Suction and Discharge Pressure Gauges, Air Release Valve and Casing Relief Valve are included. | GMS 2000-15SH | 58262.9808 | 214116.4543
LIFECO-UK |  | 231007201574 | LIFECO-UK-UL/FM Approved Split Case (GMS 2000-15SH) Electric Motor Driven Skid Pump 2000 GPM @ 14.82 Bar Coupled with UL Listed ODP Motor. Suction and Discharge Pressure Gauges, Air Release Valve and Casing Relief Valve are included. | GMS 2000-15SH | 58262.9808 | 214116.4543
LIFECO-UK |  | 231007201575 | LIFECO-UK-UL/FM Approved Split Case (GMS 2000-61SL6-2G) Electric Motor Driven Skid Pump 2000 GPM @ 9.38 Bar Coupled with UL Listed ODP Motor. Suction and Discharge Pressure Gauges, Air Release Valve and Casing Relief Valve are included. | GMS 2000-61SL6-2G | 61871.4744 | 227377.6683
LIFECO-UK |  | 231007201576 | LIFECO-UK-UL/FM Approved Split Case (GMS 2000-61SL6-2G) Electric Motor Driven Skid Pump 2000 GPM @ 10 Bar Coupled with UL Listed ODP Motor. Suction and Discharge Pressure Gauges, Air Release Valve and Casing Relief Valve are included. | GMS 2000-61SL6-2G | 61871.4744 | 227377.6683
LIFECO-UK |  | 231007201577 | LIFECO-UK-UL/FM Approved Split Case (GMS 2000-61SL6-2G) Electric Motor Driven Skid Pump 2000 GPM @ 11 Bar Coupled with UL Listed ODP Motor. Suction and Discharge Pressure Gauges, Air Release Valve and Casing Relief Valve are included. | GMS 2000-61SL6-2G | 69939.9038 | 257029.1466
LIFECO-UK |  | 231007201578 | LIFECO-UK-UL/FM Approved Split Case (GMS 2000-61SL6-2G) Electric Motor Driven Skid Pump 2000 GPM @ 11.93 Bar Coupled with UL Listed ODP Motor. Suction and Discharge Pressure Gauges, Air Release Valve and Casing Relief Valve are included. | GMS 2000-61SL6-2G | 69939.9038 | 257029.1466
LIFECO-UK |  | 231007201579 | LIFECO-UK-UL/FM Approved Split Case (GMS 2500-61SL6-2G) Electric Motor Driven Skid Pump 2500 GPM @ 9.17 Bar Coupled with UL Listed ODP Motor. Suction and Discharge Pressure Gauges, Air Release Valve and Casing Relief Valve are included. | GMS 2500-61SL6-2G | 61871.4744 | 227377.6683
LIFECO-UK |  | 231007201580 | LIFECO-UK-UL/FM Approved Split Case (GMS 2500-61SL6-2G) Electric Motor Driven Skid Pump 2500 GPM @ 10 Bar Coupled with UL Listed ODP Motor. Suction and Discharge Pressure Gauges, Air Release Valve and Casing Relief Valve are included. | GMS 2500-61SL6-2G | 69939.9038 | 257029.1466
LIFECO-UK |  | 231007201581 | LIFECO-UK-UL/FM Approved Split Case (GMS 2500-61SL6-2G) Electric Motor Driven Skid Pump 2500 GPM @ 11 Bar Coupled with UL Listed ODP Motor. Suction and Discharge Pressure Gauges, Air Release Valve and Casing Relief Valve are included. | GMS 2500-61SL6-2G | 69939.9038 | 257029.1466
LIFECO-UK |  | 231007201582 | LIFECO-UK-UL/FM Approved Split Case (GMS 2500-61SL6-2G) Electric Motor Driven Skid Pump 2500 GPM @ 11.72 Bar Coupled with UL Listed ODP Motor. Suction and Discharge Pressure Gauges, Air Release Valve and Casing Relief Valve are included. | GMS 2500-61SL6-2G | 80441.0256 | 295620.7692
LIFECO-UK |  | 231007201583 | LIFECO-UK-UL/FM Approved Split Case (GMS 3000-61SL6-2G) Electric Motor Driven Skid Pump 3000 GPM @ 8.62 Bar Coupled with UL Listed ODP Motor. Suction and Discharge Pressure Gauges, Air Release Valve and Casing Relief Valve are included. | GMS 3000-61SL6-2G | 61871.4744 | 227377.6683
LIFECO-UK |  | 231007201584 | LIFECO-UK-UL/FM Approved Split Case (GMS 3000-61SL6-2G) Electric Motor Driven Skid Pump 3000 GPM @ 9 Bar Coupled with UL Listed ODP Motor. Suction and Discharge Pressure Gauges, Air Release Valve and Casing Relief Valve are included. | GMS 3000-61SL6-2G | 69939.9038 | 257029.1466
LIFECO-UK |  | 231007201585 | LIFECO-UK-UL/FM Approved Split Case (GMS 3000-61SL6-2G) Electric Motor Driven Skid Pump 3000 GPM @ 10 Bar Coupled with UL Listed ODP Motor. Suction and Discharge Pressure Gauges, Air Release Valve and Casing Relief Valve are included. | GMS 3000-61SL6-2G | 80441.0256 | 295620.7692
LIFECO-UK |  | 231007201586 | LIFECO-UK-UL/FM Approved Split Case (GMS 3000-61SL6-2G) Electric Motor Driven Skid Pump 3000 GPM @ 11 Bar Coupled with UL Listed ODP Motor. Suction and Discharge Pressure Gauges, Air Release Valve and Casing Relief Valve are included. | GMS 3000-61SL6-2G | 80441.0256 | 295620.7692
LIFECO-UK |  | 231007201587 | LIFECO-UK-UL/FM Approved Split Case (GMS 3000-61SL6-2G) Electric Motor Driven Skid Pump 3000 GPM @ 11.31 Bar Coupled with UL Listed ODP Motor. Suction and Discharge Pressure Gauges, Air Release Valve and Casing Relief Valve are included. | GMS 3000-61SL6-2G | 82062.8205 | 301580.8654
LIFECO-UK |  | 231007201588 | LIFECO-UK-UL/FM Approved Split Case (GMS 3500-61SL6-2G) Electric Motor Driven Skid Pump 3500 GPM @ 8.3 Bar Coupled with UL Listed ODP Motor. Suction and Discharge Pressure Gauges, Air Release Valve and Casing Relief Valve are included. | GMS 3500-61SL6-2G | 69939.9038 | 257029.1466
LIFECO-UK |  | 231007201589 | LIFECO-UK-UL/FM Approved Split Case (GMS 3500-61SL6-2G) Electric Motor Driven Skid Pump 3500 GPM @ 9 Bar Coupled with UL Listed ODP Motor. Suction and Discharge Pressure Gauges, Air Release Valve and Casing Relief Valve are included. | GMS 3500-61SL6-2G | 69939.9038 | 257029.1466
LIFECO-UK |  | 231007201590 | LIFECO-UK-UL/FM Approved Split Case (GMS 3500-61SL6-2G) Electric Motor Driven Skid Pump 3500 GPM @ 10 Bar Coupled with UL Listed ODP Motor. Suction and Discharge Pressure Gauges, Air Release Valve and Casing Relief Valve are included. | GMS 3500-61SL6-2G | 80441.0256 | 295620.7692
LIFECO-UK |  | 231007201591 | LIFECO-UK-UL/FM Approved Split Case (GMS 3500-61SL6-2G) Electric Motor Driven Skid Pump 3500 GPM @ 10.76 Bar Coupled with UL Listed ODP Motor. Suction and Discharge Pressure Gauges, Air Release Valve and Casing Relief Valve are included. | GMS 3500-61SL6-2G | 82062.8205 | 301580.8654
UL Electric End-Suction 50Hz
Item of | LIFECO-UK Item Code | Supplier Item Code | Description |  | LIFECO-UK GP (USD) | LIFECO-UK GP (AED)
LIFECO-UK |  | 231007200077 | LIFECO-UK-UL Listed End Suction (GME 50-20 EM) Electric Motor Driven Skid Pump 50 GPM @ 4.69 Bar Coupled with UL Listed ODP Motor. Suction and Discharge Pressure Gauges, and Casing Relief Valve are included. | GME 50-20 EM | 3584.1667 | 13171.8125
LIFECO-UK |  | 231007200078 | LIFECO-UK-UL Listed End Suction (GME 50-20 EM) Electric Motor Driven Skid Pump 50 GPM @ 5 Bar Coupled with UL Listed ODP Motor. Suction and Discharge Pressure Gauges, and Casing Relief Valve are included. | GME 50-20 EM | 3584.1667 | 13171.8125
LIFECO-UK |  | 231007200062 | LIFECO-UK-UL Listed End Suction (GME 50-20 EM) Electric Motor Driven Skid Pump 50 GPM @ 6 Bar Coupled with UL Listed ODP Motor. Suction and Discharge Pressure Gauges, and Casing Relief Valve are included. | GME 50-20 EM | 3584.1667 | 13171.8125
LIFECO-UK |  | 231007200074 | LIFECO-UK-UL Listed End Suction (GME 50-26 EM) Electric Motor Driven Skid Pump 50 GPM @ 7.93 Bar Coupled with UL Listed ODP Motor. Suction and Discharge Pressure Gauges, and Casing Relief Valve are included. | GME 50-26 EM | 4095.0321 | 15049.2428
LIFECO-UK |  | 231007200080 | LIFECO-UK-UL Listed End Suction (GME 50-26 EM) Electric Motor Driven Skid Pump 50 GPM @ 9 Bar Coupled with UL Listed ODP Motor. Suction and Discharge Pressure Gauges, and Casing Relief Valve are included. | GME 50-26 EM | 4095.0321 | 15049.2428
LIFECO-UK |  | 231007200063 | LIFECO-UK-UL Listed End Suction (GME 50-26 EM) Electric Motor Driven Skid Pump 50 GPM @ 9.66 Bar Coupled with UL Listed ODP Motor. Suction and Discharge Pressure Gauges, and Casing Relief Valve are included. | GME 50-26 EM | 4095.0321 | 15049.2428
LIFECO-UK |  | 231007200082 | LIFECO-UK-UL Listed End Suction (GME 100-20 EM-2G) Electric Motor Driven Skid Pump 100 GPM @ 4.96 Bar Coupled with UL Listed ODP Motor. Suction and Discharge Pressure Gauges, and Casing Relief Valve are included. | GME 100-20 EM-2G | 4187.4744 | 15388.9683
LIFECO-UK |  | 231007200083 | LIFECO-UK-UL Listed End Suction (GME 100-20 EM-2G) Electric Motor Driven Skid Pump 100 GPM @ 6 Bar Coupled with UL Listed ODP Motor. Suction and Discharge Pressure Gauges, and Casing Relief Valve are included. | GME 100-20 EM-2G | 4187.4744 | 15388.9683
LIFECO-UK |  | 231007200084 | LIFECO-UK-UL Listed End Suction (GME 100-20 EM-2G) Electric Motor Driven Skid Pump 100 GPM @ 6.34 Bar Coupled with UL Listed ODP Motor. Suction and Discharge Pressure Gauges, and Casing Relief Valve are included. | GME 100-20 EM-2G | 4187.4744 | 15388.9683
LIFECO-UK |  | 231007200085 | LIFECO-UK-UL Listed End Suction (GME 100-26 EM) Electric Motor Driven Skid Pump 100 GPM @ 7.52 Bar Coupled with UL Listed ODP Motor. Suction and Discharge Pressure Gauges, and Casing Relief Valve are included. | GME 100-26 EM | 4524.8077 | 16628.6683
LIFECO-UK |  | 231007200086 | LIFECO-UK-UL Listed End Suction (GME 100-26 EM) Electric Motor Driven Skid Pump 100 GPM @ 8 Bar Coupled with UL Listed ODP Motor. Suction and Discharge Pressure Gauges, and Casing Relief Valve are included. | GME 100-26 EM | 4524.8077 | 16628.6683
LIFECO-UK |  | 231007200087 | LIFECO-UK-UL Listed End Suction (GME 100-26 EM) Electric Motor Driven Skid Pump 100 GPM @ 9 Bar Coupled with UL Listed ODP Motor. Suction and Discharge Pressure Gauges, and Casing Relief Valve are included. | GME 100-26 EM | 4864.4508 | 17876.8565
LIFECO-UK |  | 231007200088 | LIFECO-UK-UL Listed End Suction (GME 100-26 EM) Electric Motor Driven Skid Pump 100 GPM @ 9.24 Bar Coupled with UL Listed ODP Motor. Suction and Discharge Pressure Gauges, and Casing Relief Valve are included. | GME 100-26 EM | 5043.7821 | 18535.899
LIFECO-UK |  | 231007200089 | LIFECO-UK-UL Listed End Suction (GME 150-20 EM-2G) Electric Motor Driven Skid Pump 150 GPM @ 4.89 Bar Coupled with UL Listed ODP Motor. Suction and Discharge Pressure Gauges, and Casing Relief Valve are included. | GME 150-20 EM-2G | 4187.4744 | 15388.9683
LIFECO-UK |  | 231007200090 | LIFECO-UK-UL Listed End Suction (GME 150-20 EM-2G) Electric Motor Driven Skid Pump 150 GPM @ 5 Bar Coupled with UL Listed ODP Motor. Suction and Discharge Pressure Gauges, and Casing Relief Valve are included. | GME 150-20 EM-2G | 4187.4744 | 15388.9683
LIFECO-UK |  | 231007200091 | LIFECO-UK-UL Listed End Suction (GME 150-20 EM-2G) Electric Motor Driven Skid Pump 150 GPM @ 6 Bar Coupled with UL Listed ODP Motor. Suction and Discharge Pressure Gauges, and Casing Relief Valve are included. | GME 150-20 EM-2G | 4864.4508 | 17876.8565
LIFECO-UK |  | 231007200092 | LIFECO-UK-UL Listed End Suction (GME 150-20 EM-2G) Electric Motor Driven Skid Pump 150 GPM @ 6.2 Bar Coupled with UL Listed ODP Motor. Suction and Discharge Pressure Gauges, and Casing Relief Valve are included. | GME 150-20 EM-2G | 4864.4508 | 17876.8565
LIFECO-UK |  | 231007200093 | LIFECO-UK-UL Listed End Suction (GME 150-42 EH) Electric Motor Driven Skid Pump 150 GPM @ 7.38 Bar Coupled with UL Listed ODP Motor. Suction and Discharge Pressure Gauges, and Casing Relief Valve are included. | GME 150-42 EH | 6825.7781 | 25084.7346
LIFECO-UK |  | 231007200094 | LIFECO-UK-UL Listed End Suction (GME 150-42 EH) Electric Motor Driven Skid Pump 150 GPM @ 8 Bar Coupled with UL Listed ODP Motor. Suction and Discharge Pressure Gauges, and Casing Relief Valve are included. | GME 150-42 EH | 6825.7781 | 25084.7346
LIFECO-UK |  | 231007200095 | LIFECO-UK-UL Listed End Suction (GME 150-42 EH) Electric Motor Driven Skid Pump 150 GPM @ 9 Bar Coupled with UL Listed ODP Motor. Suction and Discharge Pressure Gauges, and Casing Relief Valve are included. | GME 150-42 EH | 6964.3286 | 25593.9076
LIFECO-UK |  | 231007200096 | LIFECO-UK-UL Listed End Suction (GME 150-42 EH) Electric Motor Driven Skid Pump 150 GPM @ 9.31 Bar Coupled with UL Listed ODP Motor. Suction and Discharge Pressure Gauges, and Casing Relief Valve are included. | GME 150-42 EH | 6964.3286 | 25593.9076
LIFECO-UK |  | 231007200097 | LIFECO-UK-UL Listed End Suction (GME 200-65 EM-2G) Electric Motor Driven Skid Pump 200 GPM @ 5.65 Bar Coupled with UL Listed ODP Motor. Suction and Discharge Pressure Gauges, and Casing Relief Valve are included. | GME 200-65 EM-2G | 4864.4508 | 17876.8565
LIFECO-UK |  | 231007200098 | LIFECO-UK-UL Listed End Suction (GME 200-65 EM-2G) Electric Motor Driven Skid Pump 200 GPM @ 6 Bar Coupled with UL Listed ODP Motor. Suction and Discharge Pressure Gauges, and Casing Relief Valve are included. | GME 200-65 EM-2G | 6825.7781 | 25084.7346
LIFECO-UK |  | 231007200099 | LIFECO-UK-UL Listed End Suction (GME 200-65 EM-2G) Electric Motor Driven Skid Pump 200 GPM @ 6.27 Bar Coupled with UL Listed ODP Motor. Suction and Discharge Pressure Gauges, and Casing Relief Valve are included. | GME 200-65 EM-2G | 6964.3286 | 25593.9076
LIFECO-UK |  | 231007200100 | LIFECO-UK-UL Listed End Suction (GME 200-32 EM-2G) Electric Motor Driven Skid Pump 200 GPM @ 7 Bar Coupled with UL Listed ODP Motor. Suction and Discharge Pressure Gauges, and Casing Relief Valve are included. | GME 200-32 EM-2G | 7839.1218 | 28808.7726
LIFECO-UK |  | 231007200101 | LIFECO-UK-UL Listed End Suction (GME 200-32 EM-2G) Electric Motor Driven Skid Pump 200 GPM @ 8 Bar Coupled with UL Listed ODP Motor. Suction and Discharge Pressure Gauges, and Casing Relief Valve are included. | GME 200-32 EM-2G | 7839.1218 | 28808.7726
LIFECO-UK |  | 231007200102 | LIFECO-UK-UL Listed End Suction (GME 200-32 EM-2G) Electric Motor Driven Skid Pump 200 GPM @ 9 Bar Coupled with UL Listed ODP Motor. Suction and Discharge Pressure Gauges, and Casing Relief Valve are included. | GME 200-32 EM-2G | 7990.4564 | 29364.9273
LIFECO-UK |  | 231007200103 | LIFECO-UK-UL Listed End Suction (GME 200-32 EM-2G) Electric Motor Driven Skid Pump 200 GPM @ 9.59 Bar Coupled with UL Listed ODP Motor. Suction and Discharge Pressure Gauges, and Casing Relief Valve are included. | GME 200-32 EM-2G | 8075.6648 | 29678.0681
LIFECO-UK |  | 231007200104 | LIFECO-UK-UL Listed End Suction (GME 250-32 EM-2G) Electric Motor Driven Skid Pump 250 GPM @ 6 Bar Coupled with UL Listed ODP Motor. Suction and Discharge Pressure Gauges, and Casing Relief Valve are included. | GME 250-32 EM-2G | 7839.1218 | 28808.7726
LIFECO-UK |  | 231007200105 | LIFECO-UK-UL Listed End Suction (GME 250-32 EM-2G) Electric Motor Driven Skid Pump 250 GPM @ 7 Bar Coupled with UL Listed ODP Motor. Suction and Discharge Pressure Gauges, and Casing Relief Valve are included. | GME 250-32 EM-2G | 7839.1218 | 28808.7726
LIFECO-UK |  | 231007200106 | LIFECO-UK-UL Listed End Suction (GME 250-26 EM) Electric Motor Driven Skid Pump 250 GPM @ 7.79 Bar Coupled with UL Listed ODP Motor. Suction and Discharge Pressure Gauges, and Casing Relief Valve are included. | GME 250-26 EM | 7990.4564 | 29364.9273
LIFECO-UK |  | 231007200107 | LIFECO-UK-UL Listed End Suction (GME 250-26 EM) Electric Motor Driven Skid Pump 250 GPM @ 8 Bar Coupled with UL Listed ODP Motor. Suction and Discharge Pressure Gauges, and Casing Relief Valve are included. | GME 250-26 EM | 8072.7325 | 29667.292
LIFECO-UK |  | 231007200108 | LIFECO-UK-UL Listed End Suction (GME 250-26 EM) Electric Motor Driven Skid Pump 250 GPM @ 9 Bar Coupled with UL Listed ODP Motor. Suction and Discharge Pressure Gauges, and Casing Relief Valve are included. | GME 250-26 EM | 9201.1333 | 33814.165
LIFECO-UK |  | 231007200109 | LIFECO-UK-UL Listed End Suction (GME 250-26 EM) Electric Motor Driven Skid Pump 250 GPM @ 9.24 Bar Coupled with UL Listed ODP Motor. Suction and Discharge Pressure Gauges, and Casing Relief Valve are included. | GME 250-26 EM | 9344.9012 | 34342.512
LIFECO-UK |  | 231007200110 | LIFECO-UK-UL Listed End Suction (GME 300-65 EM-2G) Electric Motor Driven Skid Pump 300 GPM @ 5.17 Bar Coupled with UL Listed ODP Motor. Suction and Discharge Pressure Gauges, and Casing Relief Valve are included. | GME 300-65 EM-2G | 6471.0569 | 23781.134
LIFECO-UK |  | 231007200111 | LIFECO-UK-UL Listed End Suction (GME 300-65 EM-2G) Electric Motor Driven Skid Pump 300 GPM @ 6 Bar Coupled with UL Listed ODP Motor. Suction and Discharge Pressure Gauges, and Casing Relief Valve are included. | GME 300-65 EM-2G | 6471.0569 | 23781.134
LIFECO-UK |  | 231007200071 | LIFECO-UK-UL Listed End Suction (GME 300-26 EM) Electric Motor Driven Skid Pump 300 GPM @ 7.59 Bar Coupled with UL Listed ODP Motor. Suction and Discharge Pressure Gauges, and Casing Relief Valve are included. | GME 300-26 EM | 6770.9936 | 24883.4014
LIFECO-UK |  | 231007200113 | LIFECO-UK-UL Listed End Suction (GME 300-26 EM) Electric Motor Driven Skid Pump 300 GPM @ 8 Bar Coupled with UL Listed ODP Motor. Suction and Discharge Pressure Gauges, and Casing Relief Valve are included. | GME 300-26 EM | 7744.0705 | 28459.4591
LIFECO-UK |  | 231007200114 | LIFECO-UK-UL Listed End Suction (GME 300-26 EM) Electric Motor Driven Skid Pump 300 GPM @ 9.1 Bar Coupled with UL Listed ODP Motor. Suction and Discharge Pressure Gauges, and Casing Relief Valve are included. | GME 300-26 EM | 9473.5356 | 34815.2435
LIFECO-UK |  | 231007200115 | LIFECO-UK-UL Listed End Suction (GME 400-42 EM-2G) Electric Motor Driven Skid Pump 400 GPM @ 5.45 Bar Coupled with UL Listed ODP Motor. Suction and Discharge Pressure Gauges, and Casing Relief Valve are included. | GME 400-42 EM-2G | 8595.7949 | 31589.5462
LIFECO-UK |  | 231007200116 | LIFECO-UK-UL Listed End Suction (GME 400-42 EM-2G) Electric Motor Driven Skid Pump 400 GPM @ 6 Bar Coupled with UL Listed ODP Motor. Suction and Discharge Pressure Gauges, and Casing Relief Valve are included. | GME 400-42 EM-2G | 8595.7949 | 31589.5462
LIFECO-UK |  | 231007200117 | LIFECO-UK-UL Listed End Suction (GME 400-42 EM-2G) Electric Motor Driven Skid Pump 400 GPM @ 7 Bar Coupled with UL Listed ODP Motor. Suction and Discharge Pressure Gauges, and Casing Relief Valve are included. | GME 400-42 EM-2G | 9573.3296 | 35181.9863
LIFECO-UK |  | 231007200118 | LIFECO-UK-UL Listed End Suction (GME 400-42 EM-2G) Electric Motor Driven Skid Pump 400 GPM @ 8 Bar Coupled with UL Listed ODP Motor. Suction and Discharge Pressure Gauges, and Casing Relief Valve are included. | GME 400-42 EM-2G | 11184.25 | 41102.1188
LIFECO-UK |  | 231007200119 | LIFECO-UK-UL Listed End Suction (GME 400-42 EM-2G) Electric Motor Driven Skid Pump 400 GPM @ 9 Bar Coupled with UL Listed ODP Motor. Suction and Discharge Pressure Gauges, and Casing Relief Valve are included. | GME 400-42 EM-2G | 12266.202 | 45078.2923
LIFECO-UK |  | 231007200120 | LIFECO-UK-UL Listed End Suction (GME 400-42 EM-2G) Electric Motor Driven Skid Pump 400 GPM @ 9.72 Bar Coupled with UL Listed ODP Motor. Suction and Discharge Pressure Gauges, and Casing Relief Valve are included. | GME 400-42 EM-2G | 12266.202 | 45078.2923
LIFECO-UK |  | 231007200121 | LIFECO-UK-UL Listed End Suction (GME 400-31 EM-2G) Electric Motor Driven Skid Pump 400 GPM @ 10 Bar Coupled with UL Listed ODP Motor. Suction and Discharge Pressure Gauges, and Casing Relief Valve are included. | GME 400-31 EM-2G | 12266.202 | 45078.2923
LIFECO-UK |  | 231007203485 | LIFECO-UK-UL Listed End Suction (GME 400-31 EM-2G) Electric Motor Driven Skid Pump 400 GPM @ 11 Bar Coupled with UL Listed ODP Motor. Suction and Discharge Pressure Gauges, and Casing Relief Valve are included. | GME 400-31 EM-2G | 13770.2284 | 50605.5895
LIFECO-UK |  | 231007203486 | LIFECO-UK-UL Listed End Suction (GME 400-31 EM-2G) Electric Motor Driven Skid Pump 400 GPM @ 12 Bar Coupled with UL Listed ODP Motor. Suction and Discharge Pressure Gauges, and Casing Relief Valve are included. | GME 400-31 EM-2G | 13992.904 | 51423.9221
LIFECO-UK |  | 231007203487 | LIFECO-UK-UL Listed End Suction (GME 400-31 EM-2G) Electric Motor Driven Skid Pump 400 GPM @ 13 Bar Coupled with UL Listed ODP Motor. Suction and Discharge Pressure Gauges, and Casing Relief Valve are included. | GME 400-31 EM-2G | 15987.0337 | 58752.349
LIFECO-UK |  | 231007200126 | LIFECO-UK-UL Listed End Suction (GME 400-31 EM-2G) Electric Motor Driven Skid Pump 400 GPM @ 14 Bar Coupled with UL Listed ODP Motor. Suction and Discharge Pressure Gauges, and Casing Relief Valve are included. | GME 400-31 EM-2G | 16057.4086 | 59010.9766
LIFECO-UK |  | 231007200127 | LIFECO-UK-UL Listed End Suction (GME 400-31 EM-2G) Electric Motor Driven Skid Pump 400 GPM @ 15.03 Bar Coupled with UL Listed ODP Motor. Suction and Discharge Pressure Gauges, and Casing Relief Valve are included. | GME 400-31 EM-2G | 16057.4086 | 59010.9766
LIFECO-UK |  | 231007200128 | LIFECO-UK-UL Listed End Suction (GME 450-42 EM-2G) Electric Motor Driven Skid Pump 450 GPM @ 5.38 Bar Coupled with UL Listed ODP Motor. Suction and Discharge Pressure Gauges, and Casing Relief Valve are included. | GME 450-42 EM-2G | 8595.7949 | 31589.5462
LIFECO-UK |  | 231007200129 | LIFECO-UK-UL Listed End Suction (GME 450-42 EM-2G) Electric Motor Driven Skid Pump 450 GPM @ 6 Bar Coupled with UL Listed ODP Motor. Suction and Discharge Pressure Gauges, and Casing Relief Valve are included. | GME 450-42 EM-2G | 8595.7949 | 31589.5462
LIFECO-UK |  | 231007200130 | LIFECO-UK-UL Listed End Suction (GME 450-42 EM-2G) Electric Motor Driven Skid Pump 450 GPM @ 7 Bar Coupled with UL Listed ODP Motor. Suction and Discharge Pressure Gauges, and Casing Relief Valve are included. | GME 450-42 EM-2G | 11184.25 | 41102.1188
LIFECO-UK |  | 231007200131 | LIFECO-UK-UL Listed End Suction (GME 450-42 EM-2G) Electric Motor Driven Skid Pump 450 GPM @ 8 Bar Coupled with UL Listed ODP Motor. Suction and Discharge Pressure Gauges, and Casing Relief Valve are included. | GME 450-42 EM-2G | 11716.3538 | 43057.6004
LIFECO-UK |  | 231007200132 | LIFECO-UK-UL Listed End Suction (GME 450-42 EM-2G) Electric Motor Driven Skid Pump 450 GPM @ 9 Bar Coupled with UL Listed ODP Motor. Suction and Discharge Pressure Gauges, and Casing Relief Valve are included. | GME 450-42 EM-2G | 12381.2942 | 45501.2562
LIFECO-UK |  | 231007200133 | LIFECO-UK-UL Listed End Suction (GME 450-42 EM-2G) Electric Motor Driven Skid Pump 450 GPM @ 9.45 Bar Coupled with UL Listed ODP Motor. Suction and Discharge Pressure Gauges, and Casing Relief Valve are included. | GME 450-42 EM-2G | 12381.2942 | 45501.2562
LIFECO-UK |  | 231007203488 | LIFECO-UK-UL Listed End Suction (GME 450-31 EM-2G) Electric Motor Driven Skid Pump 450 GPM @ 10 Bar Coupled with UL Listed ODP Motor. Suction and Discharge Pressure Gauges, and Casing Relief Valve are included. | GME 450-31 EM-2G | 13826.4359 | 50812.1519
LIFECO-UK |  | 231007203489 | LIFECO-UK-UL Listed End Suction (GME 450-31 EM-2G) Electric Motor Driven Skid Pump 450 GPM @ 11 Bar Coupled with UL Listed ODP Motor. Suction and Discharge Pressure Gauges, and Casing Relief Valve are included. | GME 450-31 EM-2G | 13977.7705 | 51368.3066
LIFECO-UK |  | 231007203490 | LIFECO-UK-UL Listed End Suction (GME 450-31 EM-2G) Electric Motor Driven Skid Pump 450 GPM @ 12 Bar Coupled with UL Listed ODP Motor. Suction and Discharge Pressure Gauges, and Casing Relief Valve are included. | GME 450-31 EM-2G | 14204.7724 | 52202.5387
LIFECO-UK |  | 231007203491 | LIFECO-UK-UL Listed End Suction (GME 450-31 EM-2G) Electric Motor Driven Skid Pump 450 GPM @ 13 Bar Coupled with UL Listed ODP Motor. Suction and Discharge Pressure Gauges, and Casing Relief Valve are included. | GME 450-31 EM-2G | 16057.4086 | 59010.9766
LIFECO-UK |  | 231007200139 | LIFECO-UK-UL Listed End Suction (GME 450-31 EM-2G) Electric Motor Driven Skid Pump 450 GPM @ 14 Bar Coupled with UL Listed ODP Motor. Suction and Discharge Pressure Gauges, and Casing Relief Valve are included. | GME 450-31 EM-2G | 16224.6333 | 59625.5275
LIFECO-UK |  | 231007200140 | LIFECO-UK-UL Listed End Suction (GME 450-31 EM-2G) Electric Motor Driven Skid Pump 450 GPM @ 14.96 Bar Coupled with UL Listed ODP Motor. Suction and Discharge Pressure Gauges, and Casing Relief Valve are included. | GME 450-31 EM-2G | 16224.6333 | 59625.5275
LIFECO-UK |  | 231007200141 | LIFECO-UK-UL Listed End Suction (GME 500-25 EM-2G) Electric Motor Driven Skid Pump 500 GPM @ 5.72 Bar Coupled with UL Listed ODP Motor. Suction and Discharge Pressure Gauges, and Casing Relief Valve are included. | GME 500-25 EM-2G | 10411.8103 | 38263.4027
LIFECO-UK |  | 231007200142 | LIFECO-UK-UL Listed End Suction (GME 500-25 EM-2G) Electric Motor Driven Skid Pump 500 GPM @ 6 Bar Coupled with UL Listed ODP Motor. Suction and Discharge Pressure Gauges, and Casing Relief Valve are included. | GME 500-25 EM-2G | 11471.1526 | 42156.4857
LIFECO-UK |  | 231007200143 | LIFECO-UK-UL Listed End Suction (GME 500-25 EM-2G) Electric Motor Driven Skid Pump 500 GPM @ 7 Bar Coupled with UL Listed ODP Motor. Suction and Discharge Pressure Gauges, and Casing Relief Valve are included. | GME 500-25 EM-2G | 11723.25 | 43082.9437
LIFECO-UK |  | 231007203461 | LIFECO-UK-UL Listed End Suction (GME 500-25 EM-2G) Electric Motor Driven Skid Pump 500 GPM @ 8 Bar Coupled with UL Listed ODP Motor. Suction and Discharge Pressure Gauges, and Casing Relief Valve are included. | GME 500-25 EM-2G | 12170.3577 | 44726.0645
LIFECO-UK |  | 231007200144 | LIFECO-UK-UL Listed End Suction (GME 500-25 EM-2G) Electric Motor Driven Skid Pump 500 GPM @ 9.37 Bar Coupled with UL Listed ODP Motor. Suction and Discharge Pressure Gauges, and Casing Relief Valve are included. | GME 500-25 EM-2G | 12417.9478 | 45635.958
LIFECO-UK |  | 231007203474 | LIFECO-UK-UL Listed End Suction (GME 500-31 EM-2G) Electric Motor Driven Skid Pump 500 GPM @ 10 Bar Coupled with UL Listed ODP Motor. Suction and Discharge Pressure Gauges, and Casing Relief Valve are included. | GME 500-31 EM-2G | 13826.4359 | 50812.1519
LIFECO-UK |  | 231007203492 | LIFECO-UK-UL Listed End Suction (GME 500-31 EM-2G) Electric Motor Driven Skid Pump 500 GPM @ 11 Bar Coupled with UL Listed ODP Motor. Suction and Discharge Pressure Gauges, and Casing Relief Valve are included. | GME 500-31 EM-2G | 13952.0301 | 51273.7108
LIFECO-UK |  | 231007203493 | LIFECO-UK-UL Listed End Suction (GME 500-31 EM-2G) Electric Motor Driven Skid Pump 500 GPM @ 12 Bar Coupled with UL Listed ODP Motor. Suction and Discharge Pressure Gauges, and Casing Relief Valve are included. | GME 500-31 EM-2G | 14507.4417 | 53314.8481
LIFECO-UK |  | 231007203494 | LIFECO-UK-UL Listed End Suction (GME 500-31 EM-2G) Electric Motor Driven Skid Pump 500 GPM @ 13 Bar Coupled with UL Listed ODP Motor. Suction and Discharge Pressure Gauges, and Casing Relief Valve are included. | GME 500-31 EM-2G | 16224.6333 | 59625.5275
LIFECO-UK |  | 231007200150 | LIFECO-UK-UL Listed End Suction (GME 500-31 EM-2G) Electric Motor Driven Skid Pump 500 GPM @ 14 Bar Coupled with UL Listed ODP Motor. Suction and Discharge Pressure Gauges, and Casing Relief Valve are included. | GME 500-31 EM-2G | 16262.467 | 59764.5662
LIFECO-UK |  | 231007200151 | LIFECO-UK-UL Listed End Suction (GME 500-31 EM-2G)) Electric Motor Driven Skid Pump 500 GPM @ 14.96 Bar Coupled with UL Listed ODP Motor. Suction and Discharge Pressure Gauges, and Casing Relief Valve are included. | GME 500-31 EM-2G | 16262.467 | 59764.5662
LIFECO-UK |  | 231007200152 | LIFECO-UK-UL Listed End Suction (GME 750-26 EM) Electric Motor Driven Skid Pump 750 GPM @ 7.03 Bar Coupled with UL Listed ODP Motor. Suction and Discharge Pressure Gauges, and Casing Relief Valve are included. | GME 750-26 EM | 13675.1013 | 50255.9972
LIFECO-UK |  | 231007200153 | LIFECO-UK-UL Listed End Suction (GME 750-26 EM) Electric Motor Driven Skid Pump 750 GPM @ 8 Bar Coupled with UL Listed ODP Motor. Suction and Discharge Pressure Gauges, and Casing Relief Valve are included. | GME 750-26 EM | 13813.4797 | 50764.5377
LIFECO-UK |  | 231007200154 | LIFECO-UK-UL Listed End Suction (GME 750-26 EM) Electric Motor Driven Skid Pump 750 GPM @ 8.76 Bar Coupled with UL Listed ODP Motor. Suction and Discharge Pressure Gauges, and Casing Relief Valve are included. | GME 750-26 EM | 14378.8072 | 52842.1166
LIFECO-UK |  | 231007200075 | LIFECO-UK-UL Listed End Suction (GME 750-32 EM) Electric Motor Driven Skid Pump 750 GPM @ 9 Bar Coupled with UL Listed ODP Motor. Suction and Discharge Pressure Gauges, and Casing Relief Valve are included. | GME 750-32 EM | 16375.9679 | 60181.6822
LIFECO-UK |  | 231007200155 | LIFECO-UK-UL Listed End Suction (GME 750-32 EM) Electric Motor Driven Skid Pump 750 GPM @ 10 Bar Coupled with UL Listed ODP Motor. Suction and Discharge Pressure Gauges, and Casing Relief Valve are included. | GME 750-32 EM | 16490.6538 | 60603.1526
LIFECO-UK |  | 231007200076 | LIFECO-UK-UL Listed End Suction (GME 750-32 EM) Electric Motor Driven Skid Pump 750 GPM @ 11 Bar Coupled with UL Listed ODP Motor. Suction and Discharge Pressure Gauges, and Casing Relief Valve are included. | GME 750-32 EM | 16541.7577 | 60790.9595
LIFECO-UK |  | 231007200157 | LIFECO-UK-UL Listed End Suction (GME 750-32 EM) Electric Motor Driven Skid Pump 750 GPM @ 12 Bar Coupled with UL Listed ODP Motor. Suction and Discharge Pressure Gauges, and Casing Relief Valve are included. | GME 750-32 EM | 16844.4269 | 61903.2689
LIFECO-UK |  | 231007200158 | LIFECO-UK-UL Listed End Suction (GME 750-32 EM) Electric Motor Driven Skid Pump 750 GPM @ 13 Bar Coupled with UL Listed ODP Motor. Suction and Discharge Pressure Gauges, and Casing Relief Valve are included. | GME 750-32 EM | 18992.1529 | 69796.1618
LIFECO-UK |  | 231007200159 | LIFECO-UK-UL Listed End Suction (GME 750-32 EM) Electric Motor Driven Skid Pump 750 GPM @ 14.28 Bar Coupled with UL Listed ODP Motor. Suction and Discharge Pressure Gauges, and Casing Relief Valve are included. | GME 750-32 EM | 19249.4641 | 70741.7806
LIFECO-UK |  | 231007200160 | LIFECO-UK-UL Listed End Suction (GME 1000-20 EM-2G) Electric Motor Driven Skid Pump 1000 GPM @ 4.14 Bar Coupled with UL Listed ODP Motor. Suction and Discharge Pressure Gauges, and Casing Relief Valve are included. | GME 1000-20 EM-2G | 11489.3519 | 42223.3683
LIFECO-UK |  | 231007200161 | LIFECO-UK-UL Listed End Suction (GME 1000-20 EM-2G) Electric Motor Driven Skid Pump 1000 GPM @ 5 Bar Coupled with UL Listed ODP Motor. Suction and Discharge Pressure Gauges, and Casing Relief Valve are included. | GME 1000-20 EM-2G | 12170.3577 | 44726.0645
LIFECO-UK |  | 231007200162 | LIFECO-UK-UL Listed End Suction (GME 1000-20 EM-2G) Electric Motor Driven Skid Pump 1000 GPM @ 5.38 Bar Coupled with UL Listed ODP Motor. Suction and Discharge Pressure Gauges, and Casing Relief Valve are included. | GME 1000-20 EM-2G | 13523.7667 | 49699.8425
LIFECO-UK |  | 231007200163 | LIFECO-UK-UL Listed End Suction (GME 1000-54 EM-2G) Electric Motor Driven Skid Pump 1000 GPM @ 8.41 Bar Coupled with UL Listed ODP Motor. Suction and Discharge Pressure Gauges, and Casing Relief Valve are included. | GME 1000-54 EM-2G | 15642.4513 | 57486.0085
LIFECO-UK |  | 231007200164 | LIFECO-UK-UL Listed End Suction (GME 1000-54 EM-2G) Electric Motor Driven Skid Pump 1000 GPM @ 9 Bar Coupled with UL Listed ODP Motor. Suction and Discharge Pressure Gauges, and Casing Relief Valve are included. | GME 1000-54 EM-2G | 15900.5 | 58434.3375
LIFECO-UK |  | 231007200165 | LIFECO-UK-UL Listed End Suction (GME 1000-54 EM-2G) Electric Motor Driven Skid Pump 1000 GPM @ 10 Bar Coupled with UL Listed ODP Motor. Suction and Discharge Pressure Gauges, and Casing Relief Valve are included. | GME 1000-54 EM-2G | 15900.5 | 58434.3375
LIFECO-UK |  | 231007200166 | LIFECO-UK-UL Listed End Suction (GME 1000-54 EM-2G) Electric Motor Driven Skid Pump 1000 GPM @ 11 Bar Coupled with UL Listed ODP Motor. Suction and Discharge Pressure Gauges, and Casing Relief Valve are included. | GME 1000-54 EM-2G | 16678.6372 | 61293.9916
LIFECO-UK |  | 231007200167 | LIFECO-UK-UL Listed End Suction (GME 1000-54 EM-2G) Electric Motor Driven Skid Pump 1000 GPM @ 12 Bar Coupled with UL Listed ODP Motor. Suction and Discharge Pressure Gauges, and Casing Relief Valve are included. | GME 1000-54 EM-2G | 16754.3045 | 61572.069
LIFECO-UK |  | 231007200168 | LIFECO-UK-UL Listed End Suction (GME 1000-54 EM-2G) Electric Motor Driven Skid Pump 1000 GPM @ 13 Bar Coupled with UL Listed ODP Motor. Suction and Discharge Pressure Gauges, and Casing Relief Valve are included. | GME 1000-54 EM-2G | 19948.0769 | 73309.1827
LIFECO-UK |  | 231007200169 | LIFECO-UK-UL Listed End Suction (GME 1000-54 EM-2G) Electric Motor Driven Skid Pump 1000 GPM @ 13.79 Bar Coupled with UL Listed ODP Motor. Suction and Discharge Pressure Gauges, and Casing Relief Valve are included. | GME 1000-54 EM-2G | 19948.0769 | 73309.1827
UL Diesel End-Suction
Item of | LIFECO-UK Item Code | Supplier Item Code | Description |  | LIFECO-UK GP (USD) | LIFECO-UK GP (AED)
LIFECO-UK |  | 231007200170 | LIFECO-UK-UL Listed End Suction (GME 50-20 EM) Engine Driven Skid Pump 50 GPM @ 4.69 Bar Coupled with UL Listed Stallion Engine. Suction and Discharge Pressure Gauges are included. | GME 50-20 EM | 11972.9006 | 44000.4099
LIFECO-UK |  | 231007200171 | LIFECO-UK-UL Listed End Suction (GME 50-20 EM) Engine Driven Skid Pump 50 GPM @ 5 Bar Coupled with UL Listed Stallion Engine. Suction and Discharge Pressure Gauges are included. | GME 50-20 EM | 11972.9006 | 44000.4099
LIFECO-UK |  | 231003200044 | LIFECO-UK-UL Listed End Suction (GME 50-20 EM) Engine Driven Skid Pump 50 GPM @ 6 Bar Coupled with UL Listed Stallion Engine. Suction and Discharge Pressure Gauges are included. | GME 50-20 EM | 11972.9006 | 44000.4099
LIFECO-UK |  | 231003200054 | LIFECO-UK-UL Listed End Suction (GME 50-26 EM) Engine Driven Skid Pump 50 GPM @ 7.93 Bar Coupled with UL Listed Stallion Engine. Suction and Discharge Pressure Gauges are included. | GME 50-26 EM | 12016.4458 | 44160.4384
LIFECO-UK |  | 231007200173 | LIFECO-UK-UL Listed End Suction (GME 50-26 EM) Engine Driven Skid Pump 50 GPM @ 9 Bar Coupled with UL Listed Stallion Engine. Suction and Discharge Pressure Gauges are included. | GME 50-26 EM | 12016.4458 | 44160.4384
LIFECO-UK |  | 231003200046 | LIFECO-UK-UL Listed End Suction (GME 50-26 EM) Engine Driven Skid Pump 50 GPM @ 9.66 Bar Coupled with UL Listed Stallion Engine. Suction and Discharge Pressure Gauges are included. | GME 50-26 EM | 12016.4458 | 44160.4384
LIFECO-UK |  | 231007200175 | LIFECO-UK-UL Listed End Suction (GME 100-20 EM-2G) Engine Driven Skid Pump 100 GPM @ 4.96 Bar Coupled with UL Listed Stallion Engine. Suction and Discharge Pressure Gauges are included. | GME 100-20 EM-2G | 12798.476 | 47034.3994
LIFECO-UK |  | 231007200176 | LIFECO-UK-UL Listed End Suction (GME 100-20 EM-2G) Engine Driven Skid Pump 100 GPM @ 6 Bar Coupled with UL Listed Stallion Engine. Suction and Discharge Pressure Gauges are included. | GME 100-20 EM-2G | 12798.476 | 47034.3994
LIFECO-UK |  | 231007200177 | LIFECO-UK-UL Listed End Suction (GME 100-20 EM-2G) Engine Driven Skid Pump 100 GPM @ 6.34 Bar Coupled with UL Listed Stallion Engine. Suction and Discharge Pressure Gauges are included. | GME 100-20 EM-2G | 12798.476 | 47034.3994
LIFECO-UK |  | 231007200178 | LIFECO-UK-UL Listed End Suction (GME 100-26 EM) Engine Driven Skid Pump 100 GPM @ 7.52 Bar Coupled with UL Listed Stallion Engine. Suction and Discharge Pressure Gauges are included. | GME 100-26 EM | 12798.476 | 47034.3994
LIFECO-UK |  | 231007200179 | LIFECO-UK-UL Listed End Suction (GME 100-26 EM) Engine Driven Skid Pump 100 GPM @ 8 Bar Coupled with UL Listed Stallion Engine. Suction and Discharge Pressure Gauges are included. | GME 100-26 EM | 12798.476 | 47034.3994
LIFECO-UK |  | 231007200180 | LIFECO-UK-UL Listed End Suction (GME 100-26 EM) Engine Driven Skid Pump 100 GPM @ 9 Bar Coupled with UL Listed Stallion Engine. Suction and Discharge Pressure Gauges are included. | GME 100-26 EM | 13840.7932 | 50864.915
LIFECO-UK |  | 231007200181 | LIFECO-UK-UL Listed End Suction (GME 100-26 EM) Engine Driven Skid Pump 100 GPM @ 9.24 Bar Coupled with UL Listed Stallion Engine. Suction and Discharge Pressure Gauges are included. | GME 100-26 EM | 13925.9189 | 51177.752
LIFECO-UK |  | 231007200182 | LIFECO-UK-UL Listed End Suction (GME 150-20 EM-2G) Engine Driven Skid Pump 150 GPM @ 4.89 Bar Coupled with UL Listed Stallion Engine. Suction and Discharge Pressure Gauges are included. | GME 150-20 EM-2G | 12798.476 | 47034.3994
LIFECO-UK |  | 231007200183 | LIFECO-UK-UL Listed End Suction (GME 150-20 EM-2G) Engine Driven Skid Pump 150 GPM @ 5 Bar Coupled with UL Listed Stallion Engine. Suction and Discharge Pressure Gauges are included. | GME 150-20 EM-2G | 12798.476 | 47034.3994
LIFECO-UK |  | 231007200184 | LIFECO-UK-UL Listed End Suction (GME 150-20 EM-2G) Engine Driven Skid Pump 150 GPM @ 6 Bar Coupled with UL Listed Stallion Engine. Suction and Discharge Pressure Gauges are included. | GME 150-20 EM-2G | 13840.7932 | 50864.915
LIFECO-UK |  | 231007200185 | LIFECO-UK-UL Listed End Suction (GME 150-20 EM-2G) Engine Driven Skid Pump 150 GPM @ 6.2 Bar Coupled with UL Listed Stallion Engine. Suction and Discharge Pressure Gauges are included. | GME 150-20 EM-2G | 13840.7932 | 50864.915
LIFECO-UK |  | 231007200186 | LIFECO-UK-UL Listed End Suction (GME 150-42 EH) Engine Driven Skid Pump 150 GPM @ 7.38 Bar Coupled with FM Approved Stallion Engine. Suction and Discharge Pressure Gauges are included. | GME 150-42 EH | 15893.2689 | 58407.7632
LIFECO-UK |  | 231007200187 | LIFECO-UK-UL Listed End Suction (GME 150-42 EH) Engine Driven Skid Pump 150 GPM @ 8 Bar Coupled with FM Approved Stallion Engine. Suction and Discharge Pressure Gauges are included. | GME 150-42 EH | 15968.9362 | 58685.8406
LIFECO-UK |  | 231007200188 | LIFECO-UK-UL Listed End Suction (GME 150-42 EH) Engine Driven Skid Pump 150 GPM @ 9 Bar Coupled with FM Approved Stallion Engine. Suction and Discharge Pressure Gauges are included. | GME 150-42 EH | 16044.6035 | 58963.918
LIFECO-UK |  | 231007200189 | LIFECO-UK-UL Listed End Suction (GME 150-42 EH) Engine Driven Skid Pump 150 GPM @ 9.31 Bar Coupled with FM Approved Stallion Engine. Suction and Discharge Pressure Gauges are included. | GME 150-42 EH | 16120.2708 | 59241.9953
LIFECO-UK |  | 231007200190 | LIFECO-UK-UL Listed End Suction (GME 200-65 EM-2G) Engine Driven Skid Pump 200 GPM @ 5.65 Bar Coupled with UL Listed Stallion Engine. Suction and Discharge Pressure Gauges are included. | GME 200-65 EM-2G | 13840.7932 | 50864.915
LIFECO-UK |  | 231007200191 | LIFECO-UK-UL Listed End Suction (GME 200-65 EM-2G) Engine Driven Skid Pump 200 GPM @ 6 Bar Coupled with UL Listed Stallion Engine. Suction and Discharge Pressure Gauges are included. | GME 200-65 EM-2G | 15968.9362 | 58685.8406
LIFECO-UK |  | 231007200192 | LIFECO-UK-UL Listed End Suction (GME 200-65 EM-2G) Engine Driven Skid Pump 200 GPM @ 6.27 Bar Coupled with UL Listed Stallion Engine. Suction and Discharge Pressure Gauges are included. | GME 200-65 EM-2G | 16044.6035 | 58963.918
LIFECO-UK |  | 231007200193 | LIFECO-UK-UL Listed End Suction (GME 200-32 EM-2G) Engine Driven Skid Pump 200 GPM @ 7 Bar Coupled with UL Listed Stallion Engine. Suction and Discharge Pressure Gauges are included. | GME 200-32 EM-2G | 16801.2766 | 61744.6915
LIFECO-UK |  | 231007200194 | LIFECO-UK-UL Listed End Suction (GME 200-32 EM-2G) Engine Driven Skid Pump 200 GPM @ 8 Bar Coupled with UL Listed Stallion Engine. Suction and Discharge Pressure Gauges are included. | GME 200-32 EM-2G | 16801.2766 | 61744.6915
LIFECO-UK |  | 231007200195 | LIFECO-UK-UL Listed End Suction (GME 200-32 EM-2G) Engine Driven Skid Pump 200 GPM @ 9 Bar Coupled with UL Listed Stallion Engine. Suction and Discharge Pressure Gauges are included. | GME 200-32 EM-2G | 17599.6975 | 64678.8883
LIFECO-UK |  | 231007200196 | LIFECO-UK-UL Listed End Suction (GME 200-32 EM-2G) Engine Driven Skid Pump 200 GPM @ 9.59 Bar Coupled with UL Listed Stallion Engine. Suction and Discharge Pressure Gauges are included. | GME 200-32 EM-2G | 17600.1587 | 64680.5831
LIFECO-UK |  | 231007200197 | LIFECO-UK-UL Listed End Suction (GME 250-32 EM-2G) Engine Driven Skid Pump 250 GPM @ 6 Bar Coupled with UL Listed Stallion Engine. Suction and Discharge Pressure Gauges are included. | GME 250-32 EM-2G | 16801.2766 | 61744.6915
LIFECO-UK |  | 231007200198 | LIFECO-UK-UL Listed End Suction (GME 250-32 EM-2G) Engine Driven Skid Pump 250 GPM @ 7 Bar Coupled with UL Listed Stallion Engine. Suction and Discharge Pressure Gauges are included. | GME 250-32 EM-2G | 16801.2766 | 61744.6915
LIFECO-UK |  | 231007200199 | LIFECO-UK-UL Listed End Suction (GME 250-26 EM) Engine Driven Skid Pump 250 GPM @ 7.79 Bar Coupled with UL Listed Stallion Engine. Suction and Discharge Pressure Gauges are included. | GME 250-26 EM | 17448.824 | 64124.4283
LIFECO-UK |  | 231007200200 | LIFECO-UK-UL Listed End Suction (GME 250-26 EM) Engine Driven Skid Pump 250 GPM @ 8 Bar Coupled with UL Listed Stallion Engine. Suction and Discharge Pressure Gauges are included. | GME 250-26 EM | 17524.4913 | 64402.5057
LIFECO-UK |  | 231007200201 | LIFECO-UK-UL Listed End Suction (GME 250-26 EM) Engine Driven Skid Pump 250 GPM @ 9 Bar Coupled with UL Listed Stallion Engine. Suction and Discharge Pressure Gauges are included. | GME 250-26 EM | 17600.1587 | 64680.5831
LIFECO-UK |  | 231007200202 | LIFECO-UK-UL Listed End Suction (GME 250-26 EM) Engine Driven Skid Pump 250 GPM @ 9.24 Bar Coupled with UL Listed Stallion Engine. Suction and Discharge Pressure Gauges are included. | GME 250-26 EM | 17675.826 | 64958.6604
LIFECO-UK |  | 231007200203 | LIFECO-UK-UL Listed End Suction (GME 300-65 EM-2G) Engine Driven Skid Pump 300 GPM @ 5.17 Bar Coupled with UL Listed Stallion Engine. Suction and Discharge Pressure Gauges are included. | GME 300-65 EM-2G | 16710.3475 | 61410.5271
LIFECO-UK |  | 231007200204 | LIFECO-UK-UL Listed End Suction (GME 300-65 EM-2G) Engine Driven Skid Pump 300 GPM @ 6 Bar Coupled with UL Listed Stallion Engine. Suction and Discharge Pressure Gauges are included. | GME 300-65 EM-2G | 16710.3475 | 61410.5271
LIFECO-UK |  | 231003200052 | LIFECO-UK-UL Listed End Suction (GME 300-26 EM) Engine Driven Skid Pump 300 GPM @ 7.59 Bar Coupled with UL Listed Stallion Engine. Suction and Discharge Pressure Gauges are included. | GME 300-26 EM | 16710.3111 | 61410.3933
LIFECO-UK |  | 231007200206 | LIFECO-UK-UL Listed End Suction (GME 300-26 EM) Engine Driven Skid Pump 300 GPM @ 8 Bar Coupled with UL Listed Stallion Engine. Suction and Discharge Pressure Gauges are included. | GME 300-26 EM | 16729.9846 | 61482.6935
LIFECO-UK |  | 231007200207 | LIFECO-UK-UL Listed End Suction (GME 300-26 EM) Engine Driven Skid Pump 300 GPM @ 9.1 Bar Coupled with UL Listed Stallion Engine. Suction and Discharge Pressure Gauges are included. | GME 300-26 EM | 17751.4933 | 65236.7378
LIFECO-UK |  | 231007200208 | LIFECO-UK-UL Listed End Suction (GME 400-42 EM-2G) Engine Driven Skid Pump 400 GPM @ 5.45 Bar Coupled with UL Listed Stallion Engine. Suction and Discharge Pressure Gauges are included. | GME 400-42 EM-2G | 17600.1587 | 64680.5831
LIFECO-UK |  | 231007200209 | LIFECO-UK-UL Listed End Suction (GME 400-42 EM-2G) Engine Driven Skid Pump 400 GPM @ 6 Bar Coupled with UL Listed Stallion Engine. Suction and Discharge Pressure Gauges are included. | GME 400-42 EM-2G | 17600.1587 | 64680.5831
LIFECO-UK |  | 231007200210 | LIFECO-UK-UL Listed End Suction (GME 400-42 EM-2G) Engine Driven Skid Pump 400 GPM @ 7 Bar Coupled with UL Listed Stallion Engine. Suction and Discharge Pressure Gauges are included. | GME 400-42 EM-2G | 17902.8279 | 65792.8925
LIFECO-UK |  | 231007200211 | LIFECO-UK-UL Listed End Suction (GME 400-42 EM-2G) Engine Driven Skid Pump 400 GPM @ 8 Bar Coupled with UL Listed Stallion Engine. Suction and Discharge Pressure Gauges are included. | GME 400-42 EM-2G | 17978.4952 | 66070.9698
LIFECO-UK |  | 231007200212 | LIFECO-UK-UL Listed End Suction (GME 400-42 EM-2G) Engine Driven Skid Pump 400 GPM @ 9 Bar Coupled with UL Listed Stallion Engine. Suction and Discharge Pressure Gauges are included. | GME 400-42 EM-2G | 18698.9848 | 68718.7692
LIFECO-UK |  | 231007200213 | LIFECO-UK-UL Listed End Suction (GME 400-42 EM-2G) Engine Driven Skid Pump 400 GPM @ 9.72 Bar Coupled with UL Listed Stallion Engine. Suction and Discharge Pressure Gauges are included. | GME 400-42 EM-2G | 18698.9848 | 68718.7692
LIFECO-UK |  | 231007200214 | LIFECO-UK-UL Listed End Suction (GME 400-31 EM-2G) Engine Driven Skid Pump 400 GPM @ 10 Bar Coupled with UL Listed Stallion Engine. Suction and Discharge Pressure Gauges are included. | GME 400-31 EM-2G | 22233.75 | 81709.0312
LIFECO-UK |  | 231003200093 | LIFECO-UK-UL Listed End Suction (GME 400-31 EM-2G) Engine Driven Skid Pump 400 GPM @ 11 Bar Coupled with UL Listed Stallion Engine. Suction and Discharge Pressure Gauges are included. | GME 400-31 EM-2G | 24997.8244 | 91867.0045
LIFECO-UK |  | 231003200094 | LIFECO-UK-UL Listed End Suction (GME 400-31 EM-2G) Engine Driven Skid Pump 400 GPM @ 12 Bar Coupled with UL Listed Stallion Engine. Suction and Discharge Pressure Gauges are included. | GME 400-31 EM-2G | 25073.4917 | 92145.0819
LIFECO-UK |  | 231003200095 | LIFECO-UK-UL Listed End Suction (GME 400-31 EM-2G) Engine Driven Skid Pump 400 GPM @ 13 Bar Coupled with UL Listed Stallion Engine. Suction and Discharge Pressure Gauges are included. | GME 400-31 EM-2G | 25149.159 | 92423.1592
LIFECO-UK |  | 231007200219 | LIFECO-UK-UL Listed End Suction (GME 400-31 EM-2G) Engine Driven Skid Pump 400 GPM @ 14 Bar Coupled with UL Listed Stallion Engine. Suction and Discharge Pressure Gauges are included. | GME 400-31 EM-2G | 25224.8263 | 92701.2366
LIFECO-UK |  | 231007200220 | LIFECO-UK-UL Listed End Suction (GME 400-31 EM-2G) Engine Driven Skid Pump 400 GPM @ 15.03 Bar Coupled with UL Listed Stallion Engine. Suction and Discharge Pressure Gauges are included. | GME 400-31 EM-2G | 25224.8263 | 92701.2366
LIFECO-UK |  | 231007200221 | LIFECO-UK-UL Listed End Suction (GME 450-42 EM-2G) Engine Driven Skid Pump 450 GPM @ 5.38 Bar Coupled with UL Listed Stallion Engine. Suction and Discharge Pressure Gauges are included. | GME 450-42 EM-2G | 17600.1587 | 64680.5831
LIFECO-UK |  | 231007200222 | LIFECO-UK-UL Listed End Suction (GME 450-42 EM-2G) Engine Driven Skid Pump 450 GPM @ 6 Bar Coupled with UL Listed Stallion Engine. Suction and Discharge Pressure Gauges are included. | GME 450-42 EM-2G | 17600.1587 | 64680.5831
LIFECO-UK |  | 231007200223 | LIFECO-UK-UL Listed End Suction (GME 450-42 EM-2G) Engine Driven Skid Pump 450 GPM @ 7 Bar Coupled with UL Listed Stallion Engine. Suction and Discharge Pressure Gauges are included. | GME 450-42 EM-2G | 18054.1625 | 66349.0472
LIFECO-UK |  | 231007200224 | LIFECO-UK-UL Listed End Suction (GME 450-42 EM-2G) Engine Driven Skid Pump 450 GPM @ 8 Bar Coupled with UL Listed Stallion Engine. Suction and Discharge Pressure Gauges are included. | GME 450-42 EM-2G | 18129.8298 | 66627.1245
LIFECO-UK |  | 231007200225 | LIFECO-UK-UL Listed End Suction (GME 450-42 EM-2G) Engine Driven Skid Pump 450 GPM @ 9 Bar Coupled with UL Listed Stallion Engine. Suction and Discharge Pressure Gauges are included. | GME 450-42 EM-2G | 18810.8356 | 69129.8207
LIFECO-UK |  | 231007200226 | LIFECO-UK-UL Listed End Suction (GME 450-42 EM-2G) Engine Driven Skid Pump 450 GPM @ 9.45 Bar Coupled with UL Listed Stallion Engine. Suction and Discharge Pressure Gauges are included. | GME 450-42 EM-2G | 18810.8356 | 69129.8207
LIFECO-UK |  | 231003200096 | LIFECO-UK-UL Listed End Suction (GME 450-31 EM-2G) Engine Driven Skid Pump 450 GPM @ 10 Bar Coupled with UL Listed Stallion Engine. Suction and Discharge Pressure Gauges are included. | GME 450-31 EM-2G | 22233.75 | 81709.0312
LIFECO-UK |  | 231003200097 | LIFECO-UK-UL Listed End Suction (GME 450-31 EM-2G) Engine Driven Skid Pump 450 GPM @ 11 Bar Coupled with UL Listed Stallion Engine. Suction and Discharge Pressure Gauges are included. | GME 450-31 EM-2G | 25073.4917 | 92145.0819
LIFECO-UK |  | 231003200098 | LIFECO-UK-UL Listed End Suction (GME 450-31 EM-2G) Engine Driven Skid Pump 450 GPM @ 12 Bar Coupled with UL Listed Stallion Engine. Suction and Discharge Pressure Gauges are included. | GME 450-31 EM-2G | 25149.159 | 92423.1592
LIFECO-UK |  | 231003200099 | LIFECO-UK-UL Listed End Suction (GME 450-31 EM-2G) Engine Driven Skid Pump 450 GPM @ 13 Bar Coupled with UL Listed Stallion Engine. Suction and Discharge Pressure Gauges are included. | GME 450-31 EM-2G | 25224.8263 | 92701.2366
LIFECO-UK |  | 231007200232 | LIFECO-UK-UL Listed End Suction (GME 450-31 EM-2G) Engine Driven Skid Pump 450 GPM @ 14 Bar Coupled with UL Listed Stallion Engine. Suction and Discharge Pressure Gauges are included. | GME 450-31 EM-2G | 25981.9472 | 95483.6558
LIFECO-UK |  | 231007200233 | LIFECO-UK-UL Listed End Suction (GME 450-31 EM-2G) Engine Driven Skid Pump 450 GPM @ 14.96 Bar Coupled with UL Listed Stallion Engine. Suction and Discharge Pressure Gauges are included. | GME 450-31 EM-2G | 25981.9472 | 95483.6558
LIFECO-UK |  | 231007200234 | LIFECO-UK-UL Listed End Suction (GME 500-25 EM-2G) Engine Driven Skid Pump 500 GPM @ 5.72 Bar Coupled with UL Listed Stallion Engine. Suction and Discharge Pressure Gauges are included. | GME 500-25 EM-2G | 17600.1587 | 64680.5831
LIFECO-UK |  | 231007200235 | LIFECO-UK-UL Listed End Suction (GME 500-25 EM-2G) Engine Driven Skid Pump 500 GPM @ 6 Bar Coupled with UL Listed Stallion Engine. Suction and Discharge Pressure Gauges are included. | GME 500-25 EM-2G | 18205.4971 | 66905.2019
LIFECO-UK |  | 231007200236 | LIFECO-UK-UL Listed End Suction (GME 500-25 EM-2G) Engine Driven Skid Pump 500 GPM @ 7 Bar Coupled with UL Listed Stallion Engine. Suction and Discharge Pressure Gauges are included. | GME 500-25 EM-2G | 18205.4971 | 66905.2019
LIFECO-UK |  | 231007200237 | LIFECO-UK-UL Listed End Suction (GME 500-25 EM-2G) Engine Driven Skid Pump 500 GPM @ 8 Bar Coupled with UL Listed Stallion Engine. Suction and Discharge Pressure Gauges are included. | GME 500-25 EM-2G | 18735.1683 | 68851.7434
LIFECO-UK |  | 231007200238 | LIFECO-UK-UL Listed End Suction (GME 500-25 EM-2G) Engine Driven Skid Pump 500 GPM @ 9.37 Bar Coupled with UL Listed Stallion Engine. Suction and Discharge Pressure Gauges are included. | GME 500-25 EM-2G | 18810.8356 | 69129.8207
LIFECO-UK |  | 231003200100 | LIFECO-UK-UL Listed End Suction (GME 500-31 EM-2G) Engine Driven Skid Pump 500 GPM @ 10 Bar Coupled with UL Listed Stallion Engine. Suction and Discharge Pressure Gauges are included. | GME 500-31 EM-2G | 22233.75 | 81709.0312
LIFECO-UK |  | 231003200101 | LIFECO-UK-UL Listed End Suction (GME 500-31 EM-2G) Engine Driven Skid Pump 500 GPM @ 11 Bar Coupled with UL Listed Stallion Engine. Suction and Discharge Pressure Gauges are included. | GME 500-31 EM-2G | 25073.4917 | 92145.0819
LIFECO-UK |  | 231003200102 | LIFECO-UK-UL Listed End Suction (GME 500-31 EM-2G) Engine Driven Skid Pump 500 GPM @ 12 Bar Coupled with UL Listed Stallion Engine. Suction and Discharge Pressure Gauges are included. | GME 500-31 EM-2G | 25155.0427 | 92444.7818
LIFECO-UK |  | 231003200103 | LIFECO-UK-UL Listed End Suction (GME 500-31 EM-2G) Engine Driven Skid Pump 500 GPM @ 13 Bar Coupled with UL Listed Stallion Engine. Suction and Discharge Pressure Gauges are included. | GME 500-31 EM-2G | 25905.8321 | 95203.9328
LIFECO-UK |  | 231007200244 | LIFECO-UK-UL Listed End Suction (GME 500-31 EM-2G) Engine Driven Skid Pump 500 GPM @ 14 Bar Coupled with UL Listed Stallion Engine. Suction and Discharge Pressure Gauges are included. | GME 500-31 EM-2G | 25981.9472 | 95483.6558
LIFECO-UK |  | 231007200245 | LIFECO-UK-UL Listed End Suction (GME 500-31 EM-2G) Engine Driven Skid Pump 500 GPM @ 14.96 Bar Coupled with UL Listed Stallion Engine. Suction and Discharge Pressure Gauges are included. | GME 500-31 EM-2G | 27873.1821 | 102433.944
LIFECO-UK |  | 231007200246 | LIFECO-UK-UL Listed End Suction (GME 750-26 EM) Engine Driven Skid Pump 750 GPM @ 7.03 Bar Coupled with UL Listed Stallion Engine. Suction and Discharge Pressure Gauges are included. | GME 750-26 EM | 22879.1397 | 84080.8386
LIFECO-UK |  | 231007200247 | LIFECO-UK-UL Listed End Suction (GME 750-26 EM) Engine Driven Skid Pump 750 GPM @ 8 Bar Coupled with UL Listed Stallion Engine. Suction and Discharge Pressure Gauges are included. | GME 750-26 EM | 23333.1436 | 85749.3027
LIFECO-UK |  | 231007200248 | LIFECO-UK-UL Listed End Suction (GME 750-26 EM) Engine Driven Skid Pump 750 GPM @ 8.76 Bar Coupled with UL Listed Stallion Engine. Suction and Discharge Pressure Gauges are included. | GME 750-26 EM | 23635.8128 | 86861.6121
LIFECO-UK |  | 231003200055 | LIFECO-UK-UL Listed End Suction (GME 750-32 EM) Engine Driven Skid Pump 750 GPM @ 9 Bar Coupled with UL Listed Stallion Engine. Suction and Discharge Pressure Gauges are included. | GME 750-32 EM | 24241.1513 | 89086.231
LIFECO-UK |  | 231007200249 | LIFECO-UK-UL Listed End Suction (GME 750-32 EM) Engine Driven Skid Pump 750 GPM @ 10 Bar Coupled with UL Listed Stallion Engine. Suction and Discharge Pressure Gauges are included. | GME 750-32 EM | 25451.8282 | 93535.4687
LIFECO-UK |  | 231003200056 | LIFECO-UK-UL Listed End Suction (GME 750-32 EM) Engine Driven Skid Pump 750 GPM @ 11 Bar Coupled with UL Listed Stallion Engine. Suction and Discharge Pressure Gauges are included. | GME 750-32 EM | 29235.1936 | 107439.3364
LIFECO-UK |  | 126064200077 | LIFECO-UK-UL Listed End Suction (GME 750-32 EM) Engine Driven Skid Pump 750 GPM @ 12 Bar Coupled with UL/FM Listed Stallion Engine. Suction and Discharge Pressure Gauges are included. | GME 750-32 EM | 30789.5923 | 113151.7517
LIFECO-UK |  | 231007200252 | LIFECO-UK-UL Listed End Suction (GME 750-32 EM) Engine Driven Skid Pump 750 GPM @ 13 Bar Coupled with UL Listed Stallion Engine. Suction and Discharge Pressure Gauges are included. | GME 750-32 EM | 32962.545 | 121137.3529
LIFECO-UK |  | 231007200253 | LIFECO-UK-UL Listed End Suction (GME 750-32 EM) Engine Driven Skid Pump 750 GPM @ 14.28 Bar Coupled with UL Listed Stallion Engine. Suction and Discharge Pressure Gauges are included. | GME 750-32 EM | 32962.545 | 121137.3529
LIFECO-UK |  | 231007200254 | LIFECO-UK-UL Listed End Suction (GME 1000-20 EM-2G) Engine Driven Skid Pump 1000 GPM @ 4.14 Bar Coupled with UL Listed Stallion Engine. Suction and Discharge Pressure Gauges are included. | GME 1000-20 EM-2G | 17902.8279 | 65792.8925
LIFECO-UK |  | 231007200255 | LIFECO-UK-UL Listed End Suction (GME 1000-20 EM-2G) Engine Driven Skid Pump 1000 GPM @ 5 Bar Coupled with UL Listed Stallion Engine. Suction and Discharge Pressure Gauges are included. | GME 1000-20 EM-2G | 18810.8356 | 69129.8207
LIFECO-UK |  | 231007200256 | LIFECO-UK-UL Listed End Suction (GME 1000-20 EM-2G) Engine Driven Skid Pump 1000 GPM @ 5.38 Bar Coupled with UL Listed Stallion Engine. Suction and Discharge Pressure Gauges are included. | GME 1000-20 EM-2G | 23787.1474 | 87417.7668
LIFECO-UK |  | 231007200257 | LIFECO-UK-UL Listed End Suction (GME 1000-54 EM-2G) Engine Driven Skid Pump 1000 GPM @ 8.41 Bar Coupled with UL Listed Stallion Engine. Suction and Discharge Pressure Gauges are included. | GME 1000-54 EM-2G | 25603.1628 | 94091.6234
LIFECO-UK |  | 231007200258 | LIFECO-UK-UL Listed End Suction (GME 1000-54 EM-2G) Engine Driven Skid Pump 1000 GPM @ 9 Bar Coupled with UL Listed Stallion Engine. Suction and Discharge Pressure Gauges are included. | GME 1000-54 EM-2G | 26026.8997 | 95648.8566
LIFECO-UK |  | 231007200259 | LIFECO-UK-UL Listed End Suction (GME 1000-54 EM-2G) Engine Driven Skid Pump 1000 GPM @ 10 Bar Coupled with UL Listed Stallion Engine. Suction and Discharge Pressure Gauges are included. | GME 1000-54 EM-2G | 26057.1667 | 95760.0875
LIFECO-UK |  | 231007200260 | LIFECO-UK-UL Listed End Suction (GME 1000-54 EM-2G) Engine Driven Skid Pump 1000 GPM @ 11 Bar Coupled with UL/FM Listed Stallion Engine. Suction and Discharge Pressure Gauges are included. | GME 1000-54 EM-2G | 29124.9115 | 107034.0499
LIFECO-UK |  | 231007200261 | LIFECO-UK-UL Listed End Suction (GME 1000-54 EM-2G) Engine Driven Skid Pump 1000 GPM @ 12 Bar Coupled with UL Listed Stallion Engine. Suction and Discharge Pressure Gauges are included. | GME 1000-54 EM-2G | 32557.5321 | 119648.9303
LIFECO-UK |  | 231007200262 | LIFECO-UK-UL Listed End Suction (GME 1000-54 EM-2G) Engine Driven Skid Pump 1000 GPM @ 13 Bar Coupled with UL Listed Stallion Engine. Suction and Discharge Pressure Gauges are included. | GME 1000-54 EM-2G | 32557.5321 | 119648.9303
LIFECO-UK |  | 231007200263 | LIFECO-UK-UL Listed End Suction (GME 1000-54 EM-2G) Engine Driven Skid Pump 1000 GPM @ 13.79 Bar Coupled with UL Listed Stallion Engine. Suction and Discharge Pressure Gauges are included. | GME 1000-54 EM-2G | 33895.5128 | 124566.0096
UL Electric End-Suction 60Hz
Item of | LIFECO-UK Item Code | Supplier Item Code | Description |  | LIFECO-UK GP (USD) | LIFECO-UK GP (AED)
LIFECO-UK |  | 231007200442 | LIFECO-UK-UL Listed End Suction (GME 50-20 EH) Electric Motor Driven Skid Pump 50 GPM @ 6.97 Bar 3500RPM Coupled with UL Listed ODP Motor. Suction and Discharge Pressure Gauges, and Casing Relief Valve are included. | GME 50-20 EH | 3932.8526 | 14453.2332
LIFECO-UK |  | 231007200443 | LIFECO-UK-UL Listed End Suction (GME 50-20 EH) Electric Motor Driven Skid Pump 50 GPM @ 7.03 Bar 3500RPM Coupled with UL Listed ODP Motor. Suction and Discharge Pressure Gauges, and Casing Relief Valve are included. | GME 50-20 EH | 3932.8526 | 14453.2332
LIFECO-UK |  | 231007200444 | LIFECO-UK-UL Listed End Suction (GME 50-20 EH) Electric Motor Driven Skid Pump 50 GPM @ 7.5 Bar 3500RPM Coupled with UL Listed ODP Motor. Suction and Discharge Pressure Gauges, and Casing Relief Valve are included. | GME 50-20 EH | 3932.8526 | 14453.2332
LIFECO-UK |  | 231007200445 | LIFECO-UK-UL Listed End Suction (GME 50-20 EH) Electric Motor Driven Skid Pump 50 GPM @ 8 Bar 3500RPM Coupled with UL Listed ODP Motor. Suction and Discharge Pressure Gauges, and Casing Relief Valve are included. | GME 50-20 EH | 3932.8526 | 14453.2332
LIFECO-UK |  | 231007200446 | LIFECO-UK-UL Listed End Suction (GME 50-20 EH) Electric Motor Driven Skid Pump 50 GPM @ 8.9 Bar 3500RPM Coupled with UL Listed ODP Motor. Suction and Discharge Pressure Gauges, and Casing Relief Valve are included. | GME 50-20 EH | 3932.8526 | 14453.2332
LIFECO-UK |  | 231007200447 | LIFECO-UK-UL Listed End Suction (GME 100-50 EH) Electric Motor Driven Skid Pump 100 GPM @ 7.17 Bar 3500RPM Coupled with UL Listed ODP Motor. Suction and Discharge Pressure Gauges, and Casing Relief Valve are included. | GME 100-50 EH | 4187.4744 | 15388.9683
LIFECO-UK |  | 231007200448 | LIFECO-UK-UL Listed End Suction (GME 100-50 EH) Electric Motor Driven Skid Pump 100 GPM @ 8 Bar 3500RPM Coupled with UL Listed ODP Motor. Suction and Discharge Pressure Gauges, and Casing Relief Valve are included. | GME 100-50 EH | 4864.4508 | 17876.8565
LIFECO-UK |  | 231007200449 | LIFECO-UK-UL Listed End Suction (GME 100-50 EH) Electric Motor Driven Skid Pump 100 GPM @ 8.83 Bar 3500RPM Coupled with UL Listed ODP Motor. Suction and Discharge Pressure Gauges, and Casing Relief Valve are included. | GME 100-50 EH | 4864.4508 | 17876.8565
LIFECO-UK |  | 231007200450 | LIFECO-UK-UL Listed End Suction (GME 100-26 EH) Electric Motor Driven Skid Pump 100 GPM @ 10.97 Bar 3500RPM Coupled with UL Listed ODP Motor. Suction and Discharge Pressure Gauges, and Casing Relief Valve are included. | GME 100-26 EH | 6964.3286 | 25593.9076
LIFECO-UK |  | 231007200451 | LIFECO-UK-UL Listed End Suction (GME 100-26 EH) Electric Motor Driven Skid Pump 100 GPM @ 12 Bar 3500RPM Coupled with UL Listed ODP Motor. Suction and Discharge Pressure Gauges, and Casing Relief Valve are included. | GME 100-26 EH | 6964.3286 | 25593.9076
LIFECO-UK |  | 231007200452 | LIFECO-UK-UL Listed End Suction (GME 100-26 EH) Electric Motor Driven Skid Pump 100 GPM @ 13 Bar 3500RPM Coupled with UL Listed ODP Motor. Suction and Discharge Pressure Gauges, and Casing Relief Valve are included. | GME 100-26 EH | 8075.6648 | 29678.0681
LIFECO-UK |  | 231007200453 | LIFECO-UK-UL Listed End Suction (GME 100-26 EH) Electric Motor Driven Skid Pump 100 GPM @ 13.45 Bar 3500RPM Coupled with UL Listed ODP Motor. Suction and Discharge Pressure Gauges, and Casing Relief Valve are included. | GME 100-26 EH | 8075.6648 | 29678.0681
LIFECO-UK |  | 231007200454 | LIFECO-UK-UL Listed End Suction (GME 150-20 EHA) Electric Motor Driven Skid Pump 150 GPM @ 7.03 Bar 3500RPM Coupled with UL Listed ODP Motor. Suction and Discharge Pressure Gauges, and Casing Relief Valve are included. | GME 150-20 EHA | 6825.7781 | 25084.7346
LIFECO-UK |  | 231007200455 | LIFECO-UK-UL Listed End Suction (GME 150-20 EHA) Electric Motor Driven Skid Pump 150 GPM @ 7.5 Bar 3500RPM Coupled with UL Listed ODP Motor. Suction and Discharge Pressure Gauges, and Casing Relief Valve are included. | GME 150-20 EHA | 6825.7781 | 25084.7346
LIFECO-UK |  | 231007200456 | LIFECO-UK-UL Listed End Suction (GME 150-20 EHA) Electric Motor Driven Skid Pump 150 GPM @ 8 Bar 3500RPM Coupled with UL Listed ODP Motor. Suction and Discharge Pressure Gauges, and Casing Relief Valve are included. | GME 150-20 EHA | 6964.3286 | 25593.9076
LIFECO-UK |  | 231007200457 | LIFECO-UK-UL Listed End Suction (GME 150-20 EHA) Electric Motor Driven Skid Pump 150 GPM @ 8.69 Bar 3500RPM Coupled with UL Listed ODP Motor. Suction and Discharge Pressure Gauges, and Casing Relief Valve are included. | GME 150-20 EHA | 6964.3286 | 25593.9076
LIFECO-UK |  | 231007200458 | LIFECO-UK-UL Listed End Suction (GME 150-26 EH) Electric Motor Driven Skid Pump 150 GPM @ 10.76 Bar 3500RPM Coupled with UL Listed ODP Motor. Suction and Discharge Pressure Gauges, and Casing Relief Valve are included. | GME 150-26 EH | 9344.9012 | 34342.512
LIFECO-UK |  | 231007200459 | LIFECO-UK-UL Listed End Suction (GME 150-26 EH) Electric Motor Driven Skid Pump 150 GPM @ 11 Bar 3500RPM Coupled with UL Listed ODP Motor. Suction and Discharge Pressure Gauges, and Casing Relief Valve are included. | GME 150-26 EH | 9344.9012 | 34342.512
LIFECO-UK |  | 231007200460 | LIFECO-UK-UL Listed End Suction (GME 150-26 EH) Electric Motor Driven Skid Pump 150 GPM @ 12 Bar 3500RPM Coupled with UL Listed ODP Motor. Suction and Discharge Pressure Gauges, and Casing Relief Valve are included. | GME 150-26 EH | 11750.1198 | 43181.6901
LIFECO-UK |  | 231007200461 | LIFECO-UK-UL Listed End Suction (GME 150-26 EH) Electric Motor Driven Skid Pump 150 GPM @ 13.17 Bar 3500RPM Coupled with UL Listed ODP Motor. Suction and Discharge Pressure Gauges, and Casing Relief Valve are included. | GME 150-26 EH | 11750.1198 | 43181.6901
LIFECO-UK |  | 231007200462 | LIFECO-UK-UL Listed End Suction (GME 200-20 EHA) Electric Motor Driven Skid Pump 200 GPM @ 6.62 Bar 3500RPM Coupled with UL Listed ODP Motor. Suction and Discharge Pressure Gauges, and Casing Relief Valve are included. | GME 200-20 EHA | 6964.3286 | 25593.9076
LIFECO-UK |  | 231007200463 | LIFECO-UK-UL Listed End Suction (GME 200-20 EHA) Electric Motor Driven Skid Pump 200 GPM @ 7 Bar 3500RPM Coupled with UL Listed ODP Motor. Suction and Discharge Pressure Gauges, and Casing Relief Valve are included. | GME 200-20 EHA | 7373.0112 | 27095.8161
LIFECO-UK |  | 231007200464 | LIFECO-UK-UL Listed End Suction (GME 200-20 EHA) Electric Motor Driven Skid Pump 200 GPM @ 8 Bar 3500RPM Coupled with UL Listed ODP Motor. Suction and Discharge Pressure Gauges, and Casing Relief Valve are included. | GME 200-20 EHA | 7373.0112 | 27095.8161
LIFECO-UK |  | 231007200465 | LIFECO-UK-UL Listed End Suction (GME 200-20 EHA) Electric Motor Driven Skid Pump 200 GPM @ 8.28 Bar 3500RPM Coupled with UL Listed ODP Motor. Suction and Discharge Pressure Gauges, and Casing Relief Valve are included. | GME 200-20 EHA | 8075.6648 | 29678.0681
LIFECO-UK |  | 231007200466 | LIFECO-UK-UL Listed End Suction (GME 250-20 EH) Electric Motor Driven Skid Pump 250 GPM @ 7.1 Bar 3500RPM Coupled with UL Listed ODP Motor. Suction and Discharge Pressure Gauges, and Casing Relief Valve are included. | GME 250-20 EH | 7990.4564 | 29364.9273
LIFECO-UK |  | 231007200467 | LIFECO-UK-UL Listed End Suction (GME 250-20 EH) Electric Motor Driven Skid Pump 250 GPM @ 8 Bar 3500RPM Coupled with UL Listed ODP Motor. Suction and Discharge Pressure Gauges, and Casing Relief Valve are included. | GME 250-20 EH | 8072.7325 | 29667.292
LIFECO-UK |  | 231007200468 | LIFECO-UK-UL Listed End Suction (GME 250-20 EH) Electric Motor Driven Skid Pump 250 GPM @ 8.55 Bar 3500RPM Coupled with UL Listed ODP Motor. Suction and Discharge Pressure Gauges, and Casing Relief Valve are included. | GME 250-20 EH | 9201.1333 | 33814.165
LIFECO-UK |  | 231007200469 | LIFECO-UK-UL Listed End Suction (GME 300-20 EH) Electric Motor Driven Skid Pump 300 GPM @ 6.97 Bar 3500RPM Coupled with UL Listed ODP Motor. Suction and Discharge Pressure Gauges, and Casing Relief Valve are included. | GME 300-20 EH | 7990.4564 | 29364.9273
LIFECO-UK |  | 231007200470 | LIFECO-UK-UL Listed End Suction (GME 300-20 EH) Electric Motor Driven Skid Pump 300 GPM @ 7.5 Bar 3500RPM Coupled with UL Listed ODP Motor. Suction and Discharge Pressure Gauges, and Casing Relief Valve are included. | GME 300-20 EH | 8066.1237 | 29643.0047
LIFECO-UK |  | 231007200064 | LIFECO-UK-UL Listed End Suction (GME 300-20 EH) Electric Motor Driven Skid Pump 300 GPM @ 8 Bar 3500RPM Coupled with UL Listed ODP Motor. Suction and Discharge Pressure Gauges, and Casing Relief Valve are included. | GME 300-20 EH | 9201.1333 | 33814.165
LIFECO-UK |  | 231007200472 | LIFECO-UK-UL Listed End Suction (GME 300-20 EH) Electric Motor Driven Skid Pump 300 GPM @ 8.48 Bar 3500RPM Coupled with UL Listed ODP Motor. Suction and Discharge Pressure Gauges, and Casing Relief Valve are included. | GME 300-20 EH | 9473.5356 | 34815.2435
LIFECO-UK |  | 231007200473 | LIFECO-UK-UL Listed End Suction (GME 400-80 EH) Electric Motor Driven Skid Pump 400 GPM @ 7.24 Bar 3500RPM Coupled with UL Listed ODP Motor. Suction and Discharge Pressure Gauges, and Casing Relief Valve are included. | GME 400-80 EH | 9573.3296 | 35181.9863
LIFECO-UK |  | 231007200474 | LIFECO-UK-UL Listed End Suction (GME 400-80 EH) Electric Motor Driven Skid Pump 400 GPM @ 7.93 Bar 3500RPM Coupled with UL Listed ODP Motor. Suction and Discharge Pressure Gauges, and Casing Relief Valve are included. | GME 400-80 EH | 11750.1198 | 43181.6901
LIFECO-UK |  | 231007200475 | LIFECO-UK-UL Listed End Suction (GME 400-80 EH) Electric Motor Driven Skid Pump 400 GPM @ 8 Bar 3500RPM Coupled with UL Listed ODP Motor. Suction and Discharge Pressure Gauges, and Casing Relief Valve are included. | GME 400-80 EH | 11750.1198 | 43181.6901
LIFECO-UK |  | 231007200476 | LIFECO-UK-UL Listed End Suction (GME 400-80 EH) Electric Motor Driven Skid Pump 400 GPM @ 9 Bar 3500RPM Coupled with UL Listed ODP Motor. Suction and Discharge Pressure Gauges, and Casing Relief Valve are included. | GME 400-80 EH | 12266.202 | 45078.2923
LIFECO-UK |  | 231007200477 | LIFECO-UK-UL Listed End Suction (GME 400-80 EH) Electric Motor Driven Skid Pump 400 GPM @ 10 Bar 3500RPM Coupled with UL Listed ODP Motor. Suction and Discharge Pressure Gauges, and Casing Relief Valve are included. | GME 400-80 EH | 12266.202 | 45078.2923
LIFECO-UK |  | 231007200478 | LIFECO-UK-UL Listed End Suction (GME 400-80 EH) Electric Motor Driven Skid Pump 400 GPM @ 11 Bar 3500RPM Coupled with UL Listed ODP Motor. Suction and Discharge Pressure Gauges, and Casing Relief Valve are included. | GME 400-80 EH | 13770.2284 | 50605.5895
LIFECO-UK |  | 231007200479 | LIFECO-UK-UL Listed End Suction (GME 400-80 EH) Electric Motor Driven Skid Pump 400 GPM @ 12 Bar 3500RPM Coupled with UL Listed ODP Motor. Suction and Discharge Pressure Gauges, and Casing Relief Valve are included. | GME 400-80 EH | 13992.904 | 51423.9221
LIFECO-UK |  | 231007200480 | LIFECO-UK-UL Listed End Suction (GME 400-80 EH) Electric Motor Driven Skid Pump 400 GPM @ 13.31 Bar 3500RPM Coupled with UL Listed ODP Motor. Suction and Discharge Pressure Gauges, and Casing Relief Valve are included. | GME 400-80 EH | 13992.904 | 51423.9221
LIFECO-UK |  | 231007200481 | LIFECO-UK-UL Listed End Suction (GME 450-80 EH) Electric Motor Driven Skid Pump 450 GPM @ 7.03 Bar 3500RPM Coupled with UL Listed ODP Motor. Suction and Discharge Pressure Gauges, and Casing Relief Valve are included. | GME 450-80 EH | 11650.422 | 42815.301
LIFECO-UK |  | 231007200482 | LIFECO-UK-UL Listed End Suction (GME 450-80 EH) Electric Motor Driven Skid Pump 450 GPM @ 8 Bar 3500RPM Coupled with UL Listed ODP Motor. Suction and Discharge Pressure Gauges, and Casing Relief Valve are included. | GME 450-80 EH | 11716.3538 | 43057.6004
LIFECO-UK |  | 231007200483 | LIFECO-UK-UL Listed End Suction (GME 450-80 EH) Electric Motor Driven Skid Pump 450 GPM @ 9 Bar 3500RPM Coupled with UL Listed ODP Motor. Suction and Discharge Pressure Gauges, and Casing Relief Valve are included. | GME 450-80 EH | 12381.2942 | 45501.2562
LIFECO-UK |  | 231007200484 | LIFECO-UK-UL Listed End Suction (GME 450-80 EH) Electric Motor Driven Skid Pump 450 GPM @ 10 Bar 3500RPM Coupled with UL Listed ODP Motor. Suction and Discharge Pressure Gauges, and Casing Relief Valve are included. | GME 450-80 EH | 13826.4359 | 50812.1519
LIFECO-UK |  | 231007200485 | LIFECO-UK-UL Listed End Suction (GME 450-80 EH) Electric Motor Driven Skid Pump 450 GPM @ 11 Bar 3500RPM Coupled with UL Listed ODP Motor. Suction and Discharge Pressure Gauges, and Casing Relief Valve are included. | GME 450-80 EH | 13977.7705 | 51368.3066
LIFECO-UK |  | 231007200486 | LIFECO-UK-UL Listed End Suction (GME 450-80 EH) Electric Motor Driven Skid Pump 450 GPM @ 12 Bar 3500RPM Coupled with UL Listed ODP Motor. Suction and Discharge Pressure Gauges, and Casing Relief Valve are included. | GME 450-80 EH | 14204.7724 | 52202.5387
LIFECO-UK |  | 231007200487 | LIFECO-UK-UL Listed End Suction (GME 450-80 EH) Electric Motor Driven Skid Pump 450 GPM @ 13.1 Bar 3500RPM Coupled with UL Listed ODP Motor. Suction and Discharge Pressure Gauges, and Casing Relief Valve are included. | GME 450-80 EH | 16057.4086 | 59010.9766
LIFECO-UK |  | 231007200488 | LIFECO-UK-UL Listed End Suction (GME 500-80 EH) Electric Motor Driven Skid Pump 500 GPM @ 6.83 Bar 3500RPM Coupled with UL Listed ODP Motor. Suction and Discharge Pressure Gauges, and Casing Relief Valve are included. | GME 500-80 EH | 11549.2582 | 42443.5239
LIFECO-UK |  | 231007200489 | LIFECO-UK-UL Listed End Suction (GME 500-80 EH) Electric Motor Driven Skid Pump 500 GPM @ 7 Bar 3500RPM Coupled with UL Listed ODP Motor. Suction and Discharge Pressure Gauges, and Casing Relief Valve are included. | GME 500-80 EH | 11549.2582 | 42443.5239
LIFECO-UK |  | 231007200490 | LIFECO-UK-UL Listed End Suction (GME 500-80 EH) Electric Motor Driven Skid Pump 500 GPM @ 8 Bar 3500RPM Coupled with UL Listed ODP Motor. Suction and Discharge Pressure Gauges, and Casing Relief Valve are included. | GME 500-80 EH | 12170.3577 | 44726.0645
LIFECO-UK |  | 231007200491 | LIFECO-UK-UL Listed End Suction (GME 500-80 EH) Electric Motor Driven Skid Pump 500 GPM @ 9 Bar 3500RPM Coupled with UL Listed ODP Motor. Suction and Discharge Pressure Gauges, and Casing Relief Valve are included. | GME 500-80 EH | 12417.9478 | 45635.958
LIFECO-UK |  | 231007200492 | LIFECO-UK-UL Listed End Suction (GME 500-80 EH) Electric Motor Driven Skid Pump 500 GPM @ 10 Bar 3500RPM Coupled with UL Listed ODP Motor. Suction and Discharge Pressure Gauges, and Casing Relief Valve are included. | GME 500-80 EH | 13826.4359 | 50812.1519
LIFECO-UK |  | 231007200493 | LIFECO-UK-UL Listed End Suction (GME 500-80 EH) Electric Motor Driven Skid Pump 500 GPM @ 11 Bar 3500RPM Coupled with UL Listed ODP Motor. Suction and Discharge Pressure Gauges, and Casing Relief Valve are included. | GME 500-80 EH | 13952.0301 | 51273.7108
LIFECO-UK |  | 231007200494 | LIFECO-UK-UL Listed End Suction (GME 500-80 EH) Electric Motor Driven Skid Pump 500 GPM @ 12 Bar 3500RPM Coupled with UL Listed ODP Motor. Suction and Discharge Pressure Gauges, and Casing Relief Valve are included. | GME 500-80 EH | 14507.4417 | 53314.8481
LIFECO-UK |  | 231007200495 | LIFECO-UK-UL Listed End Suction (GME 500-80 EH) Electric Motor Driven Skid Pump 500 GPM @ 12.97 Bar 3500RPM Coupled with UL Listed ODP Motor. Suction and Discharge Pressure Gauges, and Casing Relief Valve are included. | GME 500-80 EH | 16224.6333 | 59625.5275
LIFECO-UK |  | 231007200496 | LIFECO-UK-UL Listed End Suction (GME 750-20 EH-2G) Electric Motor Driven Skid Pump 750 GPM @ 6.69 Bar 3500RPM Coupled with UL Listed ODP Motor. Suction and Discharge Pressure Gauges, and Casing Relief Valve are included. | GME 750-20 EH-2G | 13675.1013 | 50255.9972
LIFECO-UK |  | 231007200497 | LIFECO-UK-UL Listed End Suction (GME 750-20 EH-2G) Electric Motor Driven Skid Pump 750 GPM @ 7 Bar 3500RPM Coupled with UL Listed ODP Motor. Suction and Discharge Pressure Gauges, and Casing Relief Valve are included. | GME 750-20 EH-2G | 13675.1013 | 50255.9972
LIFECO-UK |  | 231007200498 | LIFECO-UK-UL Listed End Suction (GME 750-20 EH-2G) Electric Motor Driven Skid Pump 750 GPM @ 8.27 Bar 3500RPM Coupled with UL Listed ODP Motor. Suction and Discharge Pressure Gauges, and Casing Relief Valve are included. | GME 750-20 EH-2G | 16375.9679 | 60181.6822
LIFECO-UK |  | 231007200499 | LIFECO-UK-UL Listed End Suction (GME 750-20 EH-2G) Electric Motor Driven Skid Pump 750 GPM @ 8.75 Bar 3600RPM Coupled with UL Listed ODP Motor. Suction and Discharge Pressure Gauges, and Casing Relief Valve are included. | GME 750-20 EH-2G | 16844.4269 | 61903.2689
LIFECO-UK |  | 231007200500 | LIFECO-UK-UL Listed End Suction (GME 750-26 EH-2G) Electric Motor Driven Skid Pump 750 GPM @ 11.51 Bar 3500RPM Coupled with UL Listed ODP Motor. Suction and Discharge Pressure Gauges, and Casing Relief Valve are included. | GME 750-26 EH-2G | 19664.2628 | 72266.1659
LIFECO-UK |  | 231007200501 | LIFECO-UK-UL Listed End Suction (GME 750-26 EH-2G) Electric Motor Driven Skid Pump 750 GPM @ 12 Bar 3500RPM Coupled with UL Listed ODP Motor. Suction and Discharge Pressure Gauges, and Casing Relief Valve are included. | GME 750-26 EH-2G | 19664.2628 | 72266.1659
LIFECO-UK |  | 231007200502 | LIFECO-UK-UL Listed End Suction (GME 750-26 EH-2G) Electric Motor Driven Skid Pump 750 GPM @ 13 Bar 3500RPM Coupled with UL Listed ODP Motor. Suction and Discharge Pressure Gauges, and Casing Relief Valve are included. | GME 750-26 EH-2G | 19664.2628 | 72266.1659
LIFECO-UK |  | 231007200503 | LIFECO-UK-UL Listed End Suction (GME 750-26 EH-2G) Electric Motor Driven Skid Pump 750 GPM @ 13.65 Bar 3500RPM Coupled with UL Listed ODP Motor. Suction and Discharge Pressure Gauges, and Casing Relief Valve are included. | GME 750-26 EH-2G | 19664.2628 | 72266.1659
LIFECO-UK |  | 231007200504 | LIFECO-UK-UL Listed End Suction (GME 750-26 EH-2G) Electric Motor Driven Skid Pump 750 GPM @ 14 Bar 3600RPM Coupled with UL Listed ODP Motor. Suction and Discharge Pressure Gauges, and Casing Relief Valve are included. | GME 750-26 EH-2G | 20840.0641 | 76587.2356
LIFECO-UK |  | 231007200505 | LIFECO-UK-UL Listed End Suction (GME 750-26 EH-2G) Electric Motor Driven Skid Pump 750 GPM @ 14.48 Bar 3600RPM Coupled with UL Listed ODP Motor. Suction and Discharge Pressure Gauges, and Casing Relief Valve are included. | GME 750-26 EH-2G | 20840.0641 | 76587.2356
LIFECO-UK |  | 231007200506 | LIFECO-UK-UL Listed End Suction (GME 1000-20 EH-2G) Electric Motor Driven Skid Pump 1000 GPM @ 6.34 Bar 3500RPM Coupled with UL Listed ODP Motor. Suction and Discharge Pressure Gauges, and Casing Relief Valve are included. | GME 1000-20 EH-2G | 13523.7667 | 49699.8425
LIFECO-UK |  | 231007200507 | LIFECO-UK-UL Listed End Suction (GME 1000-20 EH-2G) Electric Motor Driven Skid Pump 1000 GPM @ 7 Bar 3500RPM Coupled with UL Listed ODP Motor. Suction and Discharge Pressure Gauges, and Casing Relief Valve are included. | GME 1000-20 EH-2G | 16375.9679 | 60181.6822
LIFECO-UK |  | 231007200508 | LIFECO-UK-UL Listed End Suction (GME 1000-20 EH-2G) Electric Motor Driven Skid Pump 1000 GPM @ 8 Bar 3500RPM Coupled with UL Listed ODP Motor. Suction and Discharge Pressure Gauges, and Casing Relief Valve are included. | GME 1000-20 EH-2G | 16375.9679 | 60181.6822
LIFECO-UK |  | 231007200509 | LIFECO-UK-UL Listed End Suction (GME 1000-20 EH-2G) Electric Motor Driven Skid Pump 1000 GPM @ 8.48 Bar 3600RPM Coupled with UL Listed ODP Motor. Suction and Discharge Pressure Gauges, and Casing Relief Valve are included. | GME 1000-20 EH-2G | 16844.4269 | 61903.2689
LIFECO-UK |  | 231007200510 | LIFECO-UK-UL Listed End Suction (GME 1000-26 EH-2G) Electric Motor Driven Skid Pump 1000 GPM @ 11.31 Bar 3500RPM Coupled with UL Listed ODP Motor. Suction and Discharge Pressure Gauges, and Casing Relief Valve are included. | GME 1000-26 EH-2G | 19664.2628 | 72266.1659
LIFECO-UK |  | 231007200511 | LIFECO-UK-UL Listed End Suction (GME 1000-26 EH-2G) Electric Motor Driven Skid Pump 1000 GPM @ 12 Bar 3500RPM Coupled with UL Listed ODP Motor. Suction and Discharge Pressure Gauges, and Casing Relief Valve are included. | GME 1000-26 EH-2G | 19664.2628 | 72266.1659
LIFECO-UK |  | 231007200512 | LIFECO-UK-UL Listed End Suction (GME 1000-26 EH-2G) Electric Motor Driven Skid Pump 1000 GPM @ 13 Bar 3500RPM Coupled with UL Listed ODP Motor. Suction and Discharge Pressure Gauges, and Casing Relief Valve are included. | GME 1000-26 EH-2G | 20840.0641 | 76587.2356
LIFECO-UK |  | 231007200513 | LIFECO-UK-UL Listed End Suction (GME 1000-26 EH-2G) Electric Motor Driven Skid Pump 1000 GPM @ 13.51 Bar 3500RPM Coupled with UL Listed ODP Motor. Suction and Discharge Pressure Gauges, and Casing Relief Valve are included. | GME 1000-26 EH-2G | 20840.0641 | 76587.2356
LIFECO-UK |  | 231007200514 | LIFECO-UK-UL Listed End Suction (GME 1000-26 EH-2G) Electric Motor Driven Skid Pump 1000 GPM @ 14 Bar 3600RPM Coupled with UL Listed ODP Motor. Suction and Discharge Pressure Gauges, and Casing Relief Valve are included. | GME 1000-26 EH-2G | 20840.0641 | 76587.2356
LIFECO-UK |  | 231007200515 | LIFECO-UK-UL Listed End Suction (GME 1000-26 EH-2G) Electric Motor Driven Skid Pump 1000 GPM @ 14.34 Bar 3600RPM Coupled with UL Listed ODP Motor. Suction and Discharge Pressure Gauges, and Casing Relief Valve are included. | GME 1000-26 EH-2G | 20840.0641 | 76587.2356
UL/FM Electric End Suction 50Hz
Item of | LIFECO-UK Item Code | Supplier Item Code | Description |  | LIFECO-UK GP (USD) | LIFECO-UK GP (AED)
LIFECO-UK |  | 231007200264 | LIFECO-UK-UL/FM Approved End Suction (GME 50-20 EM) Electric Motor Driven Skid Pump 50 GPM @ 4.69 Bar Coupled with UL Listed ODP Motor. Suction and Discharge Pressure Gauges, and Casing Relief Valve are included. | GME 50-20 EM | 4026.1058 | 14795.9387
LIFECO-UK |  | 231007200265 | LIFECO-UK-UL/FM Approved End Suction (GME 50-20 EM) Electric Motor Driven Skid Pump 50 GPM @ 5 Bar Coupled with UL Listed ODP Motor. Suction and Discharge Pressure Gauges, and Casing Relief Valve are included. | GME 50-20 EM | 4026.1058 | 14795.9387
LIFECO-UK |  | 231007200266 | LIFECO-UK-UL/FM Approved End Suction (GME 50-20 EM) Electric Motor Driven Skid Pump 50 GPM @ 6 Bar Coupled with UL Listed ODP Motor. Suction and Discharge Pressure Gauges, and Casing Relief Valve are included. | GME 50-20 EM | 4026.1058 | 14795.9387
LIFECO-UK |  | 231007200267 | LIFECO-UK-UL/FM Approved End Suction (GME 50-26 EM) Electric Motor Driven Skid Pump 50 GPM @ 7.93 Bar Coupled with UL Listed ODP Motor. Suction and Discharge Pressure Gauges, and Casing Relief Valve are included. | GME 50-26 EM | 4536.9712 | 16673.369
LIFECO-UK |  | 231007200268 | LIFECO-UK-UL/FM Approved End Suction (GME 50-26 EM) Electric Motor Driven Skid Pump 50 GPM @ 9 Bar Coupled with UL Listed ODP Motor. Suction and Discharge Pressure Gauges, and Casing Relief Valve are included. | GME 50-26 EM | 4536.9712 | 16673.369
LIFECO-UK |  | 231007200269 | LIFECO-UK-UL/FM Approved End Suction (GME 50-26 EM) Electric Motor Driven Skid Pump 50 GPM @ 9.17 Bar Coupled with UL Listed ODP Motor. Suction and Discharge Pressure Gauges, and Casing Relief Valve are included. | GME 50-26 EM | 4536.9712 | 16673.369
LIFECO-UK |  | 231007200270 | LIFECO-UK-UL/FM Approved End Suction (GME 100-20 EM-2G) Electric Motor Driven Skid Pump 100 GPM @ 4.96 Bar Coupled with UL Listed ODP Motor. Suction and Discharge Pressure Gauges, and Casing Relief Valve are included. | GME 100-20 EM-2G | 4596.021 | 16890.3771
LIFECO-UK |  | 231007200271 | LIFECO-UK-UL/FM Approved End Suction (GME 100-20 EM-2G) Electric Motor Driven Skid Pump 100 GPM @ 6 Bar Coupled with UL Listed ODP Motor. Suction and Discharge Pressure Gauges, and Casing Relief Valve are included. | GME 100-20 EM-2G | 4596.021 | 16890.3771
LIFECO-UK |  | 231007200272 | LIFECO-UK-UL/FM Approved End Suction (GME 100-20 EM-2G) Electric Motor Driven Skid Pump 100 GPM @ 6.34 Bar Coupled with UL Listed ODP Motor. Suction and Discharge Pressure Gauges, and Casing Relief Valve are included. | GME 100-20 EM-2G | 4596.021 | 16890.3771
LIFECO-UK |  | 231007200273 | LIFECO-UK-UL/FM Approved End Suction (GME 150-20 EM-2G) Electric Motor Driven Skid Pump 150 GPM @ 4.89 Bar Coupled with UL Listed ODP Motor. Suction and Discharge Pressure Gauges, and Casing Relief Valve are included. | GME 150-20 EM-2G | 4596.021 | 16890.3771
LIFECO-UK |  | 231007200274 | LIFECO-UK-UL/FM Approved End Suction (GME 150-20 EM-2G) Electric Motor Driven Skid Pump 150 GPM @ 5 Bar Coupled with UL Listed ODP Motor. Suction and Discharge Pressure Gauges, and Casing Relief Valve are included. | GME 150-20 EM-2G | 4596.021 | 16890.3771
LIFECO-UK |  | 231007200275 | LIFECO-UK-UL/FM Approved End Suction (GME 150-20 EM-2G) Electric Motor Driven Skid Pump 150 GPM @ 6 Bar Coupled with UL Listed ODP Motor. Suction and Discharge Pressure Gauges, and Casing Relief Valve are included. | GME 150-20 EM-2G | 5272.4867 | 19376.3887
LIFECO-UK |  | 231007200276 | LIFECO-UK-UL/FM Approved End Suction (GME 150-20 EM-2G) Electric Motor Driven Skid Pump 150 GPM @ 6.2 Bar Coupled with UL Listed ODP Motor. Suction and Discharge Pressure Gauges, and Casing Relief Valve are included. | GME 150-20 EM-2G | 5272.4867 | 19376.3887
LIFECO-UK |  | 231007200277 | LIFECO-UK-UL/FM Approved End Suction (GME 200-65 EM-2G) Electric Motor Driven Skid Pump 200 GPM @ 5.65 Bar Coupled with UL Listed ODP Motor. Suction and Discharge Pressure Gauges, and Casing Relief Valve are included. | GME 200-65 EM-2G | 5272.4867 | 19376.3887
LIFECO-UK |  | 231007200278 | LIFECO-UK-UL/FM Approved End Suction (GME 200-65 EM-2G) Electric Motor Driven Skid Pump 200 GPM @ 6 Bar Coupled with UL Listed ODP Motor. Suction and Discharge Pressure Gauges, and Casing Relief Valve are included. | GME 200-65 EM-2G | 7233.7833 | 26584.1537
LIFECO-UK |  | 231007200279 | LIFECO-UK-UL/FM Approved End Suction (GME 200-65 EM-2G) Electric Motor Driven Skid Pump 200 GPM @ 6.27 Bar Coupled with UL Listed ODP Motor. Suction and Discharge Pressure Gauges, and Casing Relief Valve are included. | GME 200-65 EM-2G | 7233.38 | 26582.6715
LIFECO-UK |  | 231007200280 | LIFECO-UK-UL/FM Approved End Suction (GME 200-32 EM-2G) Electric Motor Driven Skid Pump 200 GPM @ 7 Bar Coupled with UL Listed ODP Motor. Suction and Discharge Pressure Gauges, and Casing Relief Valve are included. | GME 200-32 EM-2G | 7233.7833 | 26584.1537
LIFECO-UK |  | 231007200281 | LIFECO-UK-UL/FM Approved End Suction (GME 200-32 EM-2G) Electric Motor Driven Skid Pump 200 GPM @ 8 Bar Coupled with UL Listed ODP Motor. Suction and Discharge Pressure Gauges, and Casing Relief Valve are included. | GME 200-32 EM-2G | 7983.25 | 29338.4437
LIFECO-UK |  | 231007200282 | LIFECO-UK-UL/FM Approved End Suction (GME 200-32 EM-2G) Electric Motor Driven Skid Pump 200 GPM @ 9 Bar Coupled with UL Listed ODP Motor. Suction and Discharge Pressure Gauges, and Casing Relief Valve are included. | GME 200-32 EM-2G | 8134.5846 | 29894.5985
LIFECO-UK |  | 231007200283 | LIFECO-UK-UL/FM Approved End Suction (GME 200-32 EM-2G) Electric Motor Driven Skid Pump 200 GPM @ 9.59 Bar Coupled with UL Listed ODP Motor. Suction and Discharge Pressure Gauges, and Casing Relief Valve are included. | GME 200-32 EM-2G | 8221.0615 | 30212.4012
LIFECO-UK |  | 231007200284 | LIFECO-UK-UL/FM Approved End Suction (GME 250-32 EM-2G) Electric Motor Driven Skid Pump 250 GPM @ 6 Bar Coupled with UL Listed ODP Motor. Suction and Discharge Pressure Gauges, and Casing Relief Valve are included. | GME 250-32 EM-2G | 7233.7833 | 26584.1537
LIFECO-UK |  | 231007200285 | LIFECO-UK-UL/FM Approved End Suction (GME 250-32 EM-2G) Electric Motor Driven Skid Pump 250 GPM @ 7 Bar Coupled with UL Listed ODP Motor. Suction and Discharge Pressure Gauges, and Casing Relief Valve are included. | GME 250-32 EM-2G | 8134.5846 | 29894.5985
LIFECO-UK |  | 231007200286 | LIFECO-UK-UL/FM Approved End Suction (GME 250-26 EM) Electric Motor Driven Skid Pump 250 GPM @ 7.79 Bar Coupled with UL Listed ODP Motor. Suction and Discharge Pressure Gauges, and Casing Relief Valve are included. | GME 250-26 EM | 8134.5846 | 29894.5985
LIFECO-UK |  | 231007200287 | LIFECO-UK-UL/FM Approved End Suction (GME 250-26 EM) Electric Motor Driven Skid Pump 250 GPM @ 8 Bar Coupled with UL Listed ODP Motor. Suction and Discharge Pressure Gauges, and Casing Relief Valve are included. | GME 250-26 EM | 8213.8551 | 30185.9176
LIFECO-UK |  | 231007200288 | LIFECO-UK-UL/FM Approved End Suction (GME 250-26 EM) Electric Motor Driven Skid Pump 250 GPM @ 9 Bar Coupled with UL Listed ODP Motor. Suction and Discharge Pressure Gauges, and Casing Relief Valve are included. | GME 250-26 EM | 9345.2615 | 34343.8362
LIFECO-UK |  | 231007200289 | LIFECO-UK-UL/FM Approved End Suction (GME 250-26 EM) Electric Motor Driven Skid Pump 250 GPM @ 9.24 Bar Coupled with UL Listed ODP Motor. Suction and Discharge Pressure Gauges, and Casing Relief Valve are included. | GME 250-26 EM | 9381.2936 | 34476.2539
LIFECO-UK |  | 231007200290 | LIFECO-UK-UL/FM Approved End Suction (GME 300-65 EM-2G) Electric Motor Driven Skid Pump 300 GPM @ 5.24 Bar Coupled with UL Listed ODP Motor. Suction and Discharge Pressure Gauges, and Casing Relief Valve are included. | GME 300-65 EM-2G | 7233.7833 | 26584.1537
LIFECO-UK |  | 231007200291 | LIFECO-UK-UL/FM Approved End Suction (GME 300-65 EM-2G) Electric Motor Driven Skid Pump 300 GPM @ 6 Bar Coupled with UL Listed ODP Motor. Suction and Discharge Pressure Gauges, and Casing Relief Valve are included. | GME 300-65 EM-2G | 8134.5846 | 29894.5985
LIFECO-UK |  | 231007200292 | LIFECO-UK-UL/FM Approved End Suction (GME 300-26 EM) Electric Motor Driven Skid Pump 300 GPM @ 7.59 Bar Coupled with UL Listed ODP Motor. Suction and Discharge Pressure Gauges, and Casing Relief Valve are included. | GME 300-26 EM | 8509.3179 | 31271.7435
LIFECO-UK |  | 231007200293 | LIFECO-UK-UL/FM Approved End Suction (GME 300-26 EM) Electric Motor Driven Skid Pump 300 GPM @ 8 Bar Coupled with UL Listed ODP Motor. Suction and Discharge Pressure Gauges, and Casing Relief Valve are included. | GME 300-26 EM | 9482.1833 | 34847.0237
LIFECO-UK |  | 231007200294 | LIFECO-UK-UL/FM Approved End Suction (GME 300-26 EM) Electric Motor Driven Skid Pump 300 GPM @ 8.97 Bar Coupled with UL Listed ODP Motor. Suction and Discharge Pressure Gauges, and Casing Relief Valve are included. | GME 300-26 EM | 9604.6923 | 35297.2442
LIFECO-UK |  | 231007200295 | LIFECO-UK-UL/FM Approved End Suction (GME 400-42 EM-2G) Electric Motor Driven Skid Pump 400 GPM @ 5.45 Bar Coupled with UL Listed ODP Motor. Suction and Discharge Pressure Gauges, and Casing Relief Valve are included. | GME 400-42 EM-2G | 9004.3983 | 33091.1639
LIFECO-UK |  | 231007200296 | LIFECO-UK-UL/FM Approved End Suction (GME 400-42 EM-2G) Electric Motor Driven Skid Pump 400 GPM @ 6 Bar Coupled with UL Listed ODP Motor. Suction and Discharge Pressure Gauges, and Casing Relief Valve are included. | GME 400-42 EM-2G | 9004.3983 | 33091.1639
LIFECO-UK |  | 231007200297 | LIFECO-UK-UL/FM Approved End Suction (GME 400-42 EM-2G) Electric Motor Driven Skid Pump 400 GPM @ 7 Bar Coupled with UL Listed ODP Motor. Suction and Discharge Pressure Gauges, and Casing Relief Valve are included. | GME 400-42 EM-2G | 9712.7885 | 35694.4976
LIFECO-UK |  | 231007200298 | LIFECO-UK-UL/FM Approved End Suction (GME 400-42 EM-2G) Electric Motor Driven Skid Pump 400 GPM @ 8 Bar Coupled with UL Listed ODP Motor. Suction and Discharge Pressure Gauges, and Casing Relief Valve are included. | GME 400-42 EM-2G | 12407.78 | 45598.5915
LIFECO-UK |  | 231007200299 | LIFECO-UK-UL/FM Approved End Suction (GME 400-42 EM-2G) Electric Motor Driven Skid Pump 400 GPM @ 9 Bar Coupled with UL Listed ODP Motor. Suction and Discharge Pressure Gauges, and Casing Relief Valve are included. | GME 400-42 EM-2G | 12408.1692 | 45600.0219
LIFECO-UK |  | 231007200300 | LIFECO-UK-UL/FM Approved End Suction (GME 400-42 EM-2G) Electric Motor Driven Skid Pump 400 GPM @ 9.72 Bar Coupled with UL Listed ODP Motor. Suction and Discharge Pressure Gauges, and Casing Relief Valve are included. | GME 400-42 EM-2G | 12408.1692 | 45600.0219
LIFECO-UK |  | 231007200301 | LIFECO-UK-UL/FM Approved End Suction (GME 400-31 EM-2G) Electric Motor Driven Skid Pump 400 GPM @ 10 Bar Coupled with UL Listed ODP Motor. Suction and Discharge Pressure Gauges, and Casing Relief Valve are included. | GME 400-31 EM-2G | 12408.1692 | 45600.0219
LIFECO-UK |  | 231007203495 | LIFECO-UK-UL/FM Approved End Suction (GME 400-31 EM-2G) Electric Motor Driven Skid Pump 400 GPM @ 11 Bar Coupled with UL Listed ODP Motor. Suction and Discharge Pressure Gauges, and Casing Relief Valve are included. | GME 400-31 EM-2G | 13905.7064 | 51103.4711
LIFECO-UK |  | 231007203496 | LIFECO-UK-UL/FM Approved End Suction (GME 400-31 EM-2G) Electric Motor Driven Skid Pump 400 GPM @ 12 Bar Coupled with UL Listed ODP Motor. Suction and Discharge Pressure Gauges, and Casing Relief Valve are included. | GME 400-31 EM-2G | 14136.3115 | 51950.9449
LIFECO-UK |  | 231007203497 | LIFECO-UK-UL/FM Approved End Suction (GME 400-31 EM-2G) Electric Motor Driven Skid Pump 400 GPM @ 13 Bar Coupled with UL Listed ODP Motor. Suction and Discharge Pressure Gauges, and Casing Relief Valve are included. | GME 400-31 EM-2G | 16127.3468 | 59267.9995
LIFECO-UK |  | 231007200306 | LIFECO-UK-UL/FM Approved End Suction (GME 400-31 EM-2G) Electric Motor Driven Skid Pump 400 GPM @ 14 Bar Coupled with UL Listed ODP Motor. Suction and Discharge Pressure Gauges, and Casing Relief Valve are included. | GME 400-31 EM-2G | 16192.2045 | 59506.3515
LIFECO-UK |  | 231007200307 | LIFECO-UK-UL/FM Approved End Suction (GME 400-31 EM-2G) Electric Motor Driven Skid Pump 400 GPM @ 15.03 Bar Coupled with UL Listed ODP Motor. Suction and Discharge Pressure Gauges, and Casing Relief Valve are included. | GME 400-31 EM-2G | 16192.2045 | 59506.3515
LIFECO-UK |  | 231007200308 | LIFECO-UK-UL/FM Approved End Suction (GME 450-42 EM-2G) Electric Motor Driven Skid Pump 450 GPM @ 5.38 Bar Coupled with UL Listed ODP Motor. Suction and Discharge Pressure Gauges, and Casing Relief Valve are included. | GME 450-42 EM-2G | 9004.3983 | 33091.1639
LIFECO-UK |  | 231007200309 | LIFECO-UK-UL/FM Approved End Suction (GME 450-42 EM-2G) Electric Motor Driven Skid Pump 450 GPM @ 6 Bar Coupled with UL Listed ODP Motor. Suction and Discharge Pressure Gauges, and Casing Relief Valve are included. | GME 450-42 EM-2G | 9004.3983 | 33091.1639
LIFECO-UK |  | 231007200310 | LIFECO-UK-UL/FM Approved End Suction (GME 450-42 EM-2G) Electric Motor Driven Skid Pump 450 GPM @ 7 Bar Coupled with UL Listed ODP Motor. Suction and Discharge Pressure Gauges, and Casing Relief Valve are included. | GME 450-42 EM-2G | 11860.695 | 43588.0541
LIFECO-UK |  | 231007200311 | LIFECO-UK-UL/FM Approved End Suction (GME 450-42 EM-2G) Electric Motor Driven Skid Pump 450 GPM @ 8 Bar Coupled with UL Listed ODP Motor. Suction and Discharge Pressure Gauges, and Casing Relief Valve are included. | GME 450-42 EM-2G | 11860.4821 | 43587.2715
LIFECO-UK |  | 231007200312 | LIFECO-UK-UL/FM Approved End Suction (GME 450-42 EM-2G) Electric Motor Driven Skid Pump 450 GPM @ 9 Bar Coupled with UL Listed ODP Motor. Suction and Discharge Pressure Gauges, and Casing Relief Valve are included. | GME 450-42 EM-2G | 12523.4718 | 46023.7588
LIFECO-UK |  | 231007200313 | LIFECO-UK-UL/FM Approved End Suction (GME 450-42 EM-2G) Electric Motor Driven Skid Pump 450 GPM @ 9.45 Bar Coupled with UL Listed ODP Motor. Suction and Discharge Pressure Gauges, and Casing Relief Valve are included. | GME 450-42 EM-2G | 12523.4718 | 46023.7588
LIFECO-UK |  | 231007203498 | LIFECO-UK-UL/FM Approved End Suction (GME 450-31 EM-2G) Electric Motor Driven Skid Pump 450 GPM @ 10 Bar Coupled with UL Listed ODP Motor. Suction and Discharge Pressure Gauges, and Casing Relief Valve are included. | GME 450-31 EM-2G | 13970.5641 | 51341.8231
LIFECO-UK |  | 231007203499 | LIFECO-UK-UL/FM Approved End Suction (GME 450-31 EM-2G) Electric Motor Driven Skid Pump 450 GPM @ 11 Bar Coupled with UL Listed ODP Motor. Suction and Discharge Pressure Gauges, and Casing Relief Valve are included. | GME 450-31 EM-2G | 14121.8987 | 51897.9778
LIFECO-UK |  | 231007203500 | LIFECO-UK-UL/FM Approved End Suction (GME 450-31 EM-2G) Electric Motor Driven Skid Pump 450 GPM @ 12 Bar Coupled with UL Listed ODP Motor. Suction and Discharge Pressure Gauges, and Casing Relief Valve are included. | GME 450-31 EM-2G | 14338.091 | 52692.4845
LIFECO-UK |  | 231007203501 | LIFECO-UK-UL/FM Approved End Suction (GME 450-31 EM-2G) Electric Motor Driven Skid Pump 450 GPM @ 13 Bar Coupled with UL Listed ODP Motor. Suction and Discharge Pressure Gauges, and Casing Relief Valve are included. | GME 450-31 EM-2G | 16192.2045 | 59506.3515
LIFECO-UK |  | 231007200319 | LIFECO-UK-UL/FM Approved End Suction (GME 450-31 EM-2G) Electric Motor Driven Skid Pump 450 GPM @ 14 Bar Coupled with UL Listed ODP Motor. Suction and Discharge Pressure Gauges, and Casing Relief Valve are included. | GME 450-31 EM-2G | 16365.1583 | 60141.9569
LIFECO-UK |  | 231007200320 | LIFECO-UK-UL/FM Approved End Suction (GME 450-31 EM-2G) Electric Motor Driven Skid Pump 450 GPM @ 14.96 Bar Coupled with UL Listed ODP Motor. Suction and Discharge Pressure Gauges, and Casing Relief Valve are included. | GME 450-31 EM-2G | 16365.1583 | 60141.9569
LIFECO-UK |  | 231007200321 | LIFECO-UK-UL/FM Approved End Suction (GME 500-25 EM-2G) Electric Motor Driven Skid Pump 500 GPM @ 5.72 Bar Coupled with UL Listed ODP Motor. Suction and Discharge Pressure Gauges, and Casing Relief Valve are included. | GME 500-25 EM-2G | 10714.4795 | 39375.7121
LIFECO-UK |  | 231007200322 | LIFECO-UK-UL/FM Approved End Suction (GME 500-25 EM-2G) Electric Motor Driven Skid Pump 500 GPM @ 6 Bar Coupled with UL Listed ODP Motor. Suction and Discharge Pressure Gauges, and Casing Relief Valve are included. | GME 500-25 EM-2G | 11546.8199 | 42434.563
LIFECO-UK |  | 231007200323 | LIFECO-UK-UL/FM Approved End Suction (GME 500-25 EM-2G) Electric Motor Driven Skid Pump 500 GPM @ 7 Bar Coupled with UL Listed ODP Motor. Suction and Discharge Pressure Gauges, and Casing Relief Valve are included. | GME 500-25 EM-2G | 11858 | 43578.15
LIFECO-UK |  | 231007200324 | LIFECO-UK-UL/FM Approved End Suction (GME 500-25 EM-2G) Electric Motor Driven Skid Pump 500 GPM @ 8 Bar Coupled with UL Listed ODP Motor. Suction and Discharge Pressure Gauges, and Casing Relief Valve are included. | GME 500-25 EM-2G | 12307.2795 | 45229.2521
LIFECO-UK |  | 231007200325 | LIFECO-UK-UL/FM Approved End Suction (GME 500-25 EM-2G) Electric Motor Driven Skid Pump 500 GPM @ 9.37 Bar Coupled with UL Listed ODP Motor. Suction and Discharge Pressure Gauges, and Casing Relief Valve are included. | GME 500-25 EM-2G | 12552.2974 | 46129.6931
LIFECO-UK |  | 231007200326 | LIFECO-UK-UL/FM Approved End Suction (GME 500-31 EM-2G) Electric Motor Driven Skid Pump 500 GPM @ 10 Bar Coupled with UL Listed ODP Motor. Suction and Discharge Pressure Gauges, and Casing Relief Valve are included. | GME 500-31 EM-2G | 13970.5641 | 51341.8231
LIFECO-UK |  | 231007203502 | LIFECO-UK-UL/FM Approved End Suction (GME 500-31 EM-2G) Electric Motor Driven Skid Pump 500 GPM @ 11 Bar Coupled with UL Listed ODP Motor. Suction and Discharge Pressure Gauges, and Casing Relief Valve are included. | GME 500-31 EM-2G | 14093.0731 | 51792.0436
LIFECO-UK |  | 231007203503 | LIFECO-UK-UL/FM Approved End Suction (GME 500-31 EM-2G) Electric Motor Driven Skid Pump 500 GPM @ 12 Bar Coupled with UL Listed ODP Motor. Suction and Discharge Pressure Gauges, and Casing Relief Valve are included. | GME 500-31 EM-2G | 14810.1109 | 54427.1575
LIFECO-UK |  | 231007203504 | LIFECO-UK-UL/FM Approved End Suction (GME 500-31 EM-2G) Electric Motor Driven Skid Pump 500 GPM @ 13 Bar Coupled with UL Listed ODP Motor. Suction and Discharge Pressure Gauges, and Casing Relief Valve are included. | GME 500-31 EM-2G | 16365.1583 | 60141.9569
LIFECO-UK |  | 231007200332 | LIFECO-UK-UL/FM Approved End Suction (GME 500-31 EM-2G) Electric Motor Driven Skid Pump 500 GPM @ 14 Bar Coupled with UL Listed ODP Motor. Suction and Discharge Pressure Gauges, and Casing Relief Valve are included. | GME 500-31 EM-2G | 16393.984 | 60247.8911
LIFECO-UK |  | 231007200333 | LIFECO-UK-UL/FM Approved End Suction (GME 500-31 EM-2G)) Electric Motor Driven Skid Pump 500 GPM @ 14.96 Bar Coupled with UL Listed ODP Motor. Suction and Discharge Pressure Gauges, and Casing Relief Valve are included. | GME 500-31 EM-2G | 16393.984 | 60247.8911
LIFECO-UK |  | 231007200334 | LIFECO-UK-UL/FM Approved End Suction (GME 750-26 EM) Electric Motor Driven Skid Pump 750 GPM @ 7.45 Bar Coupled with UL Listed ODP Motor. Suction and Discharge Pressure Gauges, and Casing Relief Valve are included. | GME 750-26 EM | 13819.2295 | 50785.6684
LIFECO-UK |  | 231007200335 | LIFECO-UK-UL/FM Approved End Suction (GME 750-26 EM) Electric Motor Driven Skid Pump 750 GPM @ 8 Bar Coupled with UL Listed ODP Motor. Suction and Discharge Pressure Gauges, and Casing Relief Valve are included. | GME 750-26 EM | 13948.9449 | 51262.3724
LIFECO-UK |  | 231007200336 | LIFECO-UK-UL/FM Approved End Suction (GME 750-26 EM) Electric Motor Driven Skid Pump 750 GPM @ 8.76 Bar Coupled with UL Listed ODP Motor. Suction and Discharge Pressure Gauges, and Casing Relief Valve are included. | GME 750-26 EM | 14511.0449 | 53328.0899
LIFECO-UK |  | 231007200337 | LIFECO-UK-UL/FM Approved End Suction (GME 750-32 EM) Electric Motor Driven Skid Pump 750 GPM @ 9 Bar Coupled with UL Listed ODP Motor. Suction and Discharge Pressure Gauges, and Casing Relief Valve are included. | GME 750-32 EM | 16509.2865 | 60671.628
LIFECO-UK |  | 231007200338 | LIFECO-UK-UL/FM Approved End Suction (GME 750-32 EM) Electric Motor Driven Skid Pump 750 GPM @ 10 Bar Coupled with UL Listed ODP Motor. Suction and Discharge Pressure Gauges, and Casing Relief Valve are included. | GME 750-32 EM | 16624.5891 | 61095.365
LIFECO-UK |  | 231007200339 | LIFECO-UK-UL/FM Approved End Suction (GME 750-32 EM) Electric Motor Driven Skid Pump 750 GPM @ 11 Bar Coupled with UL Listed ODP Motor. Suction and Discharge Pressure Gauges, and Casing Relief Valve are included. | GME 750-32 EM | 16678.6795 | 61294.1471
LIFECO-UK |  | 231007200340 | LIFECO-UK-UL/FM Approved End Suction (GME 750-32 EM) Electric Motor Driven Skid Pump 750 GPM @ 12 Bar Coupled with UL Listed ODP Motor. Suction and Discharge Pressure Gauges, and Casing Relief Valve are included. | GME 750-32 EM | 16981.3487 | 62406.4565
LIFECO-UK |  | 231007200341 | LIFECO-UK-UL/FM Approved End Suction (GME 750-32 EM) Electric Motor Driven Skid Pump 750 GPM @ 13 Bar Coupled with UL Listed ODP Motor. Suction and Discharge Pressure Gauges, and Casing Relief Valve are included. | GME 750-32 EM | 19134.1615 | 70318.0437
LIFECO-UK |  | 231007200342 | LIFECO-UK-UL/FM Approved End Suction (GME 750-32 EM) Electric Motor Driven Skid Pump 750 GPM @ 14.28 Bar Coupled with UL Listed ODP Motor. Suction and Discharge Pressure Gauges, and Casing Relief Valve are included. | GME 750-32 EM | 19379.1795 | 71218.4846
LIFECO-UK |  | 231007200343 | LIFECO-UK-UL/FM Approved End Suction (GME 1000-20 EM-2G) Electric Motor Driven Skid Pump 1000 GPM @ 4.14 Bar Coupled with UL Listed ODP Motor. Suction and Discharge Pressure Gauges, and Casing Relief Valve are included. | GME 1000-20 EM-2G | 11640.6865 | 42779.523
LIFECO-UK |  | 231007200344 | LIFECO-UK-UL/FM Approved End Suction (GME 1000-20 EM-2G) Electric Motor Driven Skid Pump 1000 GPM @ 5 Bar Coupled with UL Listed ODP Motor. Suction and Discharge Pressure Gauges, and Casing Relief Valve are included. | GME 1000-20 EM-2G | 12291.4254 | 45170.9883
LIFECO-UK |  | 231007200345 | LIFECO-UK-UL/FM Approved End Suction (GME 1000-20 EM-2G) Electric Motor Driven Skid Pump 1000 GPM @ 5.38 Bar Coupled with UL Listed ODP Motor. Suction and Discharge Pressure Gauges, and Casing Relief Valve are included. | GME 1000-20 EM-2G | 14083.7047 | 51757.6149
LIFECO-UK |  | 231007200346 | LIFECO-UK-UL/FM Approved End Suction (GME 1000-54 EM-2G) Electric Motor Driven Skid Pump 1000 GPM @ 8.41 Bar Coupled with UL Listed ODP Motor. Suction and Discharge Pressure Gauges, and Casing Relief Valve are included. | GME 1000-54 EM-2G | 15793.7859 | 58042.1632
LIFECO-UK |  | 231007200347 | LIFECO-UK-UL/FM Approved End Suction (GME 1000-54 EM-2G) Electric Motor Driven Skid Pump 1000 GPM @ 9 Bar Coupled with UL Listed ODP Motor. Suction and Discharge Pressure Gauges, and Casing Relief Valve are included. | GME 1000-54 EM-2G | 16338.4375 | 60043.7578
LIFECO-UK |  | 231007200348 | LIFECO-UK-UL/FM Approved End Suction (GME 1000-54 EM-2G) Electric Motor Driven Skid Pump 1000 GPM @ 10 Bar Coupled with UL Listed ODP Motor. Suction and Discharge Pressure Gauges, and Casing Relief Valve are included. | GME 1000-54 EM-2G | 16338.4375 | 60043.7578
LIFECO-UK |  | 231007200349 | LIFECO-UK-UL/FM Approved End Suction (GME 1000-54 EM-2G) Electric Motor Driven Skid Pump 1000 GPM @ 11 Bar Coupled with UL Listed ODP Motor. Suction and Discharge Pressure Gauges, and Casing Relief Valve are included. | GME 1000-54 EM-2G | 17113.25 | 62891.1937
LIFECO-UK |  | 231007200350 | LIFECO-UK-UL/FM Approved End Suction (GME 1000-54 EM-2G) Electric Motor Driven Skid Pump 1000 GPM @ 12 Bar Coupled with UL Listed ODP Motor. Suction and Discharge Pressure Gauges, and Casing Relief Valve are included. | GME 1000-54 EM-2G | 17194.1 | 63188.3175
LIFECO-UK |  | 231007200351 | LIFECO-UK-UL/FM Approved End Suction (GME 1000-54 EM-2G) Electric Motor Driven Skid Pump 1000 GPM @ 13 Bar Coupled with UL Listed ODP Motor. Suction and Discharge Pressure Gauges, and Casing Relief Valve are included. | GME 1000-54 EM-2G | 20353.5256 | 74799.2067
LIFECO-UK |  | 231007200352 | LIFECO-UK-UL/FM Approved End Suction (GME 1000-54 EM-2G) Electric Motor Driven Skid Pump 1000 GPM @ 13.79 Bar Coupled with UL Listed ODP Motor. Suction and Discharge Pressure Gauges, and Casing Relief Valve are included. | GME 1000-54 EM-2G | 20483.2692 | 75276.0144
UL/FM Diesel End Suction
Item of | LIFECO-UK Item Code | Supplier Item Code | Description |  | LIFECO-UK GP (USD) | LIFECO-UK GP (AED)
LIFECO-UK |  | 231007200353 | LIFECO-UK-UL/FM Approved End Suction (GME 50-20 EM) Engine Driven Skid Pump 50 GPM @ 4.69 Bar Coupled with UL/FM Listed Stallion Engine. Suction and Discharge Pressure Gauges are included. | GME 50-20 EM | 12235.3881 | 44965.0514
LIFECO-UK |  | 231007200354 | LIFECO-UK-UL/FM Approved End Suction (GME 50-20 EM) Engine Driven Skid Pump 50 GPM @ 5 Bar Coupled with UL/FM Listed Stallion Engine. Suction and Discharge Pressure Gauges are included. | GME 50-20 EM | 12235.3881 | 44965.0514
LIFECO-UK |  | 231007200355 | LIFECO-UK-UL/FM Approved End Suction (GME 50-20 EM) Engine Driven Skid Pump 50 GPM @ 6 Bar Coupled with UL/FM Listed Stallion Engine. Suction and Discharge Pressure Gauges are included. | GME 50-20 EM | 12235.3881 | 44965.0514
LIFECO-UK |  | 231007200356 | LIFECO-UK-UL/FM Approved End Suction (GME 50-26 EM) Engine Driven Skid Pump 50 GPM @ 7.93 Bar Coupled with UL/FM Listed Stallion Engine. Suction and Discharge Pressure Gauges are included. | GME 50-26 EM | 12357.0228 | 45412.0586
LIFECO-UK |  | 231007200357 | LIFECO-UK-UL/FM Approved End Suction (GME 50-26 EM) Engine Driven Skid Pump 50 GPM @ 9 Bar Coupled with UL/FM Listed Stallion Engine. Suction and Discharge Pressure Gauges are included. | GME 50-26 EM | 12357.0228 | 45412.0586
LIFECO-UK |  | 231007200358 | LIFECO-UK-UL/FM Approved End Suction (GME 50-26 EM) Engine Driven Skid Pump 50 GPM @ 9.17 Bar Coupled with UL/FM Listed Stallion Engine. Suction and Discharge Pressure Gauges are included. | GME 50-26 EM | 12357.0228 | 45412.0586
LIFECO-UK |  | 231007200359 | LIFECO-UK-UL/FM Approved End Suction (GME 100-20 EM-2G) Engine Driven Skid Pump 100 GPM @ 4.96 Bar Coupled with UL/FM Listed Stallion Engine. Suction and Discharge Pressure Gauges are included. | GME 100-20 EM-2G | 12995.211 | 47757.4005
LIFECO-UK |  | 231007200360 | LIFECO-UK-UL/FM Approved End Suction (GME 100-20 EM-2G) Engine Driven Skid Pump 100 GPM @ 6 Bar Coupled with UL/FM Listed Stallion Engine. Suction and Discharge Pressure Gauges are included. | GME 100-20 EM-2G | 12995.211 | 47757.4005
LIFECO-UK |  | 231007200361 | LIFECO-UK-UL/FM Approved End Suction (GME 100-20 EM-2G) Engine Driven Skid Pump 100 GPM @ 6.34 Bar Coupled with UL/FM Listed Stallion Engine. Suction and Discharge Pressure Gauges are included. | GME 100-20 EM-2G | 12995.211 | 47757.4005
LIFECO-UK |  | 231007200362 | LIFECO-UK-UL/FM Approved End Suction (GME 150-20 EM-2G) Engine Driven Skid Pump 150 GPM @ 4.89 Bar Coupled with UL/FM Listed Stallion Engine. Suction and Discharge Pressure Gauges are included. | GME 150-20 EM-2G | 12995.211 | 47757.4005
LIFECO-UK |  | 231007200363 | LIFECO-UK-UL/FM Approved End Suction (GME 150-20 EM-2G) Engine Driven Skid Pump 150 GPM @ 5 Bar Coupled with UL/FM Listed Stallion Engine. Suction and Discharge Pressure Gauges are included. | GME 150-20 EM-2G | 12995.211 | 47757.4005
LIFECO-UK |  | 231007200364 | LIFECO-UK-UL/FM Approved End Suction (GME 150-20 EM-2G) Engine Driven Skid Pump 150 GPM @ 6 Bar Coupled with UL/FM Listed Stallion Engine. Suction and Discharge Pressure Gauges are included. | GME 150-20 EM-2G | 14037.9065 | 51589.3065
LIFECO-UK |  | 231007200365 | LIFECO-UK-UL/FM Approved End Suction (GME 150-20 EM-2G) Engine Driven Skid Pump 150 GPM @ 6.2 Bar Coupled with UL/FM Listed Stallion Engine. Suction and Discharge Pressure Gauges are included. | GME 150-20 EM-2G | 14037.9065 | 51589.3065
LIFECO-UK |  | 231007200366 | LIFECO-UK-UL/FM Approved End Suction (GME 200-65 EM-2G) Engine Driven Skid Pump 200 GPM @ 5.65 Bar Coupled with UL/FM Listed Stallion Engine. Suction and Discharge Pressure Gauges are included. | GME 200-65 EM-2G | 14037.9065 | 51589.3065
LIFECO-UK |  | 231007200367 | LIFECO-UK-UL/FM Approved End Suction (GME 200-65 EM-2G) Engine Driven Skid Pump 200 GPM @ 6 Bar Coupled with UL/FM Listed Stallion Engine. Suction and Discharge Pressure Gauges are included. | GME 200-65 EM-2G | 17010.2625 | 62512.7147
LIFECO-UK |  | 231007200368 | LIFECO-UK-UL/FM Approved End Suction (GME 200-65 EM-2G) Engine Driven Skid Pump 200 GPM @ 6.27 Bar Coupled with UL/FM Listed Stallion Engine. Suction and Discharge Pressure Gauges are included. | GME 200-65 EM-2G | 17010.2625 | 62512.7147
LIFECO-UK |  | 231007200369 | LIFECO-UK-UL/FM Approved End Suction (GME 200-32 EM-2G) Engine Driven Skid Pump 200 GPM @ 7 Bar Coupled with UL/FM Listed Stallion Engine. Suction and Discharge Pressure Gauges are included. | GME 200-32 EM-2G | 17010.2625 | 62512.7147
LIFECO-UK |  | 231007200370 | LIFECO-UK-UL/FM Approved End Suction (GME 200-32 EM-2G) Engine Driven Skid Pump 200 GPM @ 8 Bar Coupled with UL/FM Listed Stallion Engine. Suction and Discharge Pressure Gauges are included. | GME 200-32 EM-2G | 17010.2625 | 62512.7147
LIFECO-UK |  | 231007200371 | LIFECO-UK-UL/FM Approved End Suction (GME 200-32 EM-2G) Engine Driven Skid Pump 200 GPM @ 9 Bar Coupled with UL/FM Listed Stallion Engine. Suction and Discharge Pressure Gauges are included. | GME 200-32 EM-2G | 18033.5925 | 66273.4524
LIFECO-UK |  | 231007200372 | LIFECO-UK-UL/FM Approved End Suction (GME 200-32 EM-2G) Engine Driven Skid Pump 200 GPM @ 9.59 Bar Coupled with UL/FM Listed Stallion Engine. Suction and Discharge Pressure Gauges are included. | GME 200-32 EM-2G | 18033.5925 | 66273.4524
LIFECO-UK |  | 231007200373 | LIFECO-UK-UL/FM Approved End Suction (GME 250-32 EM-2G) Engine Driven Skid Pump 250 GPM @ 6 Bar Coupled with UL/FM Listed Stallion Engine. Suction and Discharge Pressure Gauges are included. | GME 250-32 EM-2G | 17010.2625 | 62512.7147
LIFECO-UK |  | 231007200374 | LIFECO-UK-UL/FM Approved End Suction (GME 250-32 EM-2G) Engine Driven Skid Pump 250 GPM @ 7 Bar Coupled with UL/FM Listed Stallion Engine. Suction and Discharge Pressure Gauges are included. | GME 250-32 EM-2G | 17902.8279 | 65792.8925
LIFECO-UK |  | 231007200375 | LIFECO-UK-UL/FM Approved End Suction (GME 250-26 EM) Engine Driven Skid Pump 250 GPM @ 7.79 Bar Coupled with UL/FM Listed Stallion Engine. Suction and Discharge Pressure Gauges are included. | GME 250-26 EM | 17902.8279 | 65792.8925
LIFECO-UK |  | 231007200376 | LIFECO-UK-UL/FM Approved End Suction (GME 250-26 EM) Engine Driven Skid Pump 250 GPM @ 8 Bar Coupled with UL/FM Listed Stallion Engine. Suction and Discharge Pressure Gauges are included. | GME 250-26 EM | 17982.0984 | 66084.2116
LIFECO-UK |  | 231007200377 | LIFECO-UK-UL/FM Approved End Suction (GME 250-26 EM) Engine Driven Skid Pump 250 GPM @ 9 Bar Coupled with UL/FM Listed Stallion Engine. Suction and Discharge Pressure Gauges are included. | GME 250-26 EM | 18054.1625 | 66349.0472
LIFECO-UK |  | 231007200378 | LIFECO-UK-UL/FM Approved End Suction (GME 250-26 EM) Engine Driven Skid Pump 250 GPM @ 9.24 Bar Coupled with UL/FM Listed Stallion Engine. Suction and Discharge Pressure Gauges are included. | GME 250-26 EM | 18133.433 | 66640.3663
LIFECO-UK |  | 231007200379 | LIFECO-UK-UL/FM Approved End Suction (GME 300-65 EM-2G) Engine Driven Skid Pump 300 GPM @ 5.24 Bar Coupled with UL/FM Listed Stallion Engine. Suction and Discharge Pressure Gauges are included. | GME 300-65 EM-2G | 17010.2625 | 62512.7147
LIFECO-UK |  | 231007200380 | LIFECO-UK-UL/FM Approved End Suction (GME 300-65 EM-2G) Engine Driven Skid Pump 300 GPM @ 6 Bar Coupled with UL/FM Listed Stallion Engine. Suction and Discharge Pressure Gauges are included. | GME 300-65 EM-2G | 17982.0984 | 66084.2116
LIFECO-UK |  | 231007200381 | LIFECO-UK-UL/FM Approved End Suction (GME 300-26 EM) Engine Driven Skid Pump 300 GPM @ 7.59 Bar Coupled with UL/FM Listed Stallion Engine. Suction and Discharge Pressure Gauges are included. | GME 300-26 EM | 17982.0984 | 66084.2116
LIFECO-UK |  | 231003200047 | LIFECO-UK-UL/FM Approved End Suction (GME 300-26 EM) Engine Driven Skid Pump 300 GPM @ 8 Bar Coupled with UL/FM Listed Stallion Engine. Suction and Discharge Pressure Gauges are included. | GME 300-26 EM | 18126.2266 | 66613.8828
LIFECO-UK |  | 231007200383 | LIFECO-UK-UL/FM Approved End Suction (GME 300-26 EM) Engine Driven Skid Pump 300 GPM @ 8.97 Bar Coupled with UL/FM Listed Stallion Engine. Suction and Discharge Pressure Gauges are included. | GME 300-26 EM | 18205.4971 | 66905.2019
LIFECO-UK |  | 231007200384 | LIFECO-UK-UL/FM Approved End Suction (GME 400-42 EM-2G) Engine Driven Skid Pump 400 GPM @ 5.45 Bar Coupled with UL/FM Listed Stallion Engine. Suction and Discharge Pressure Gauges are included. | GME 400-42 EM-2G | 18031.4623 | 66265.624
LIFECO-UK |  | 231007200385 | LIFECO-UK-UL/FM Approved End Suction (GME 400-42 EM-2G) Engine Driven Skid Pump 400 GPM @ 6 Bar Coupled with UL/FM Listed Stallion Engine. Suction and Discharge Pressure Gauges are included. | GME 400-42 EM-2G | 18031.4623 | 66265.624
LIFECO-UK |  | 231007200386 | LIFECO-UK-UL/FM Approved End Suction (GME 400-42 EM-2G) Engine Driven Skid Pump 400 GPM @ 7 Bar Coupled with UL/FM Listed Stallion Engine. Suction and Discharge Pressure Gauges are included. | GME 400-42 EM-2G | 18356.8317 | 67461.3566
LIFECO-UK |  | 231007200387 | LIFECO-UK-UL/FM Approved End Suction (GME 400-42 EM-2G) Engine Driven Skid Pump 400 GPM @ 8 Bar Coupled with UL/FM Listed Stallion Engine. Suction and Discharge Pressure Gauges are included. | GME 400-42 EM-2G | 18436.1022 | 67752.6757
LIFECO-UK |  | 231007200388 | LIFECO-UK-UL/FM Approved End Suction (GME 400-42 EM-2G) Engine Driven Skid Pump 400 GPM @ 9 Bar Coupled with UL/FM Listed Stallion Engine. Suction and Discharge Pressure Gauges are included. | GME 400-42 EM-2G | 19156.7433 | 70401.0315
LIFECO-UK |  | 231007200389 | LIFECO-UK-UL/FM Approved End Suction (GME 400-42 EM-2G) Engine Driven Skid Pump 400 GPM @ 9.72 Bar Coupled with UL/FM Listed Stallion Engine. Suction and Discharge Pressure Gauges are included. | GME 400-42 EM-2G | 19156.7433 | 70401.0315
LIFECO-UK |  | 231007200390 | LIFECO-UK-UL/FM Approved End Suction (GME 400-31 EM-2G) Engine Driven Skid Pump 400 GPM @ 10 Bar Coupled with UL/FM Listed Stallion Engine. Suction and Discharge Pressure Gauges are included. | GME 400-31 EM-2G | 22772.75 | 83689.8562
LIFECO-UK |  | 231003200104 | LIFECO-UK-UL/FM Approved End Suction (GME 400-31 EM-2G) Engine Driven Skid Pump 400 GPM @ 11 Bar Coupled with UL/FM Listed Stallion Engine. Suction and Discharge Pressure Gauges are included. | GME 400-31 EM-2G | 25538.3051 | 93853.2713
LIFECO-UK |  | 231003200105 | LIFECO-UK-UL/FM Approved End Suction (GME 400-31 EM-2G) Engine Driven Skid Pump 400 GPM @ 12 Bar Coupled with UL/FM Listed Stallion Engine. Suction and Discharge Pressure Gauges are included. | GME 400-31 EM-2G | 25610.3692 | 94118.1069
LIFECO-UK |  | 231003200106 | LIFECO-UK-UL/FM Approved End Suction (GME 400-31 EM-2G) Engine Driven Skid Pump 400 GPM @ 13 Bar Coupled with UL/FM Listed Stallion Engine. Suction and Discharge Pressure Gauges are included. | GME 400-31 EM-2G | 25696.8462 | 94435.9096
LIFECO-UK |  | 231007200395 | LIFECO-UK-UL/FM Approved End Suction (GME 400-31 EM-2G) Engine Driven Skid Pump 400 GPM @ 14 Bar Coupled with UL/FM Listed Stallion Engine. Suction and Discharge Pressure Gauges are included. | GME 400-31 EM-2G | 25768.9103 | 94700.7452
LIFECO-UK |  | 231007200396 | LIFECO-UK-UL/FM Approved End Suction (GME 400-31 EM-2G) Engine Driven Skid Pump 400 GPM @ 15.03 Bar Coupled with UL/FM Listed Stallion Engine. Suction and Discharge Pressure Gauges are included. | GME 400-31 EM-2G | 25768.9103 | 94700.7452
LIFECO-UK |  | 231007200397 | LIFECO-UK-UL/FM Approved End Suction (GME 450-42 EM-2G) Engine Driven Skid Pump 450 GPM @ 5.38 Bar Coupled with UL/FM Listed Stallion Engine. Suction and Discharge Pressure Gauges are included. | GME 450-42 EM-2G | 18031.4623 | 66265.624
LIFECO-UK |  | 231007200398 | LIFECO-UK-UL/FM Approved End Suction (GME 450-42 EM-2G) Engine Driven Skid Pump 450 GPM @ 6 Bar Coupled with UL/FM Listed Stallion Engine. Suction and Discharge Pressure Gauges are included. | GME 450-42 EM-2G | 18031.4623 | 66265.624
LIFECO-UK |  | 231007200399 | LIFECO-UK-UL/FM Approved End Suction (GME 450-42 EM-2G) Engine Driven Skid Pump 450 GPM @ 7 Bar Coupled with UL/FM Listed Stallion Engine. Suction and Discharge Pressure Gauges are included. | GME 450-42 EM-2G | 18508.1663 | 68017.5113
LIFECO-UK |  | 231007200400 | LIFECO-UK-UL/FM Approved End Suction (GME 450-42 EM-2G) Engine Driven Skid Pump 450 GPM @ 8 Bar Coupled with UL/FM Listed Stallion Engine. Suction and Discharge Pressure Gauges are included. | GME 450-42 EM-2G | 18587.4369 | 68308.8305
LIFECO-UK |  | 231007200401 | LIFECO-UK-UL/FM Approved End Suction (GME 450-42 EM-2G) Engine Driven Skid Pump 450 GPM @ 9 Bar Coupled with UL/FM Listed Stallion Engine. Suction and Discharge Pressure Gauges are included. | GME 450-42 EM-2G | 19264.8394 | 70798.2849
LIFECO-UK |  | 231007200402 | LIFECO-UK-UL/FM Approved End Suction (GME 450-42 EM-2G) Engine Driven Skid Pump 450 GPM @ 9.45 Bar Coupled with UL/FM Listed Stallion Engine. Suction and Discharge Pressure Gauges are included. | GME 450-42 EM-2G | 19264.8394 | 70798.2849
LIFECO-UK |  | 231003200107 | LIFECO-UK-UL/FM Approved End Suction (GME 450-31 EM-2G) Engine Driven Skid Pump 450 GPM @ 10 Bar Coupled with UL/FM Listed Stallion Engine. Suction and Discharge Pressure Gauges are included. | GME 450-31 EM-2G | 22772.75 | 83689.8562
LIFECO-UK |  | 231003200108 | LIFECO-UK-UL/FM Approved End Suction (GME 450-31 EM-2G) Engine Driven Skid Pump 450 GPM @ 11 Bar Coupled with UL/FM Listed Stallion Engine. Suction and Discharge Pressure Gauges are included. | GME 450-31 EM-2G | 25610.3692 | 94118.1069
LIFECO-UK |  | 231003200109 | LIFECO-UK-UL/FM Approved End Suction (GME 450-31 EM-2G) Engine Driven Skid Pump 450 GPM @ 12 Bar Coupled with UL/FM Listed Stallion Engine. Suction and Discharge Pressure Gauges are included. | GME 450-31 EM-2G | 25696.8462 | 94435.9096
LIFECO-UK |  | 231003200110 | LIFECO-UK-UL/FM Approved End Suction (GME 450-31 EM-2G) Engine Driven Skid Pump 450 GPM @ 13 Bar Coupled with UL/FM Listed Stallion Engine. Suction and Discharge Pressure Gauges are included. | GME 450-31 EM-2G | 25761.7038 | 94674.2616
LIFECO-UK |  | 231007200408 | LIFECO-UK-UL/FM Approved End Suction (GME 450-31 EM-2G) Engine Driven Skid Pump 450 GPM @ 14 Bar Coupled with UL/FM Listed Stallion Engine. Suction and Discharge Pressure Gauges are included. | GME 450-31 EM-2G | 26518.3769 | 97455.0352
LIFECO-UK |  | 231007200409 | LIFECO-UK-UL/FM Approved End Suction (GME 450-31 EM-2G) Engine Driven Skid Pump 450 GPM @ 14.96 Bar Coupled with UL/FM Listed Stallion Engine. Suction and Discharge Pressure Gauges are included. | GME 450-31 EM-2G | 26518.3769 | 97455.0352
LIFECO-UK |  | 231007200410 | LIFECO-UK-UL/FM Approved End Suction (GME 500-25 EM-2G) Engine Driven Skid Pump 500 GPM @ 5.72 Bar Coupled with UL/FM Listed Stallion Engine. Suction and Discharge Pressure Gauges are included. | GME 500-25 EM-2G | 18031.4623 | 66265.624
LIFECO-UK |  | 231007200411 | LIFECO-UK-UL/FM Approved End Suction (GME 500-25 EM-2G) Engine Driven Skid Pump 500 GPM @ 6 Bar Coupled with UL/FM Listed Stallion Engine. Suction and Discharge Pressure Gauges are included. | GME 500-25 EM-2G | 18659.501 | 68573.666
LIFECO-UK |  | 231007200412 | LIFECO-UK-UL/FM Approved End Suction (GME 500-25 EM-2G) Engine Driven Skid Pump 500 GPM @ 7 Bar Coupled with UL/FM Listed Stallion Engine. Suction and Discharge Pressure Gauges are included. | GME 500-25 EM-2G | 18659.501 | 68573.666
LIFECO-UK |  | 231007200413 | LIFECO-UK-UL/FM Approved End Suction (GME 500-25 EM-2G) Engine Driven Skid Pump 500 GPM @ 8 Bar Coupled with UL/FM Listed Stallion Engine. Suction and Discharge Pressure Gauges are included. | GME 500-25 EM-2G | 19192.7753 | 70533.4493
LIFECO-UK |  | 231007200414 | LIFECO-UK-UL/FM Approved End Suction (GME 500-25 EM-2G) Engine Driven Skid Pump 500 GPM @ 9.37 Bar Coupled with UL/FM Listed Stallion Engine. Suction and Discharge Pressure Gauges are included. | GME 500-25 EM-2G | 19264.8394 | 70798.2849
LIFECO-UK |  | 231007200415 | LIFECO-UK-UL/FM Approved End Suction (GME 500-31 EM-2G) Engine Driven Skid Pump 500 GPM @ 10 Bar Coupled with UL/FM Listed Stallion Engine. Suction and Discharge Pressure Gauges are included. | GME 500-31 EM-2G | 22772.75 | 83689.8562
LIFECO-UK |  | 231003200111 | LIFECO-UK-UL/FM Approved End Suction (GME 500-31 EM-2G) Engine Driven Skid Pump 500 GPM @ 11 Bar Coupled with UL/FM Listed Stallion Engine. Suction and Discharge Pressure Gauges are included. | GME 500-31 EM-2G | 25610.3692 | 94118.1069
LIFECO-UK |  | 231003200112 | LIFECO-UK-UL/FM Approved End Suction (GME 500-31 EM-2G) Engine Driven Skid Pump 500 GPM @ 12 Bar Coupled with UL/FM Listed Stallion Engine. Suction and Discharge Pressure Gauges are included. | GME 500-31 EM-2G | 25696.8462 | 94435.9096
LIFECO-UK |  | 231003200113 | LIFECO-UK-UL/FM Approved End Suction (GME 500-31 EM-2G) Engine Driven Skid Pump 500 GPM @ 13 Bar Coupled with UL/FM Listed Stallion Engine. Suction and Discharge Pressure Gauges are included. | GME 500-31 EM-2G | 26446.3128 | 97190.1996
LIFECO-UK |  | 231007200421 | LIFECO-UK-UL/FM Approved End Suction (GME 500-31 EM-2G) Engine Driven Skid Pump 500 GPM @ 14 Bar Coupled with UL/FM Listed Stallion Engine. Suction and Discharge Pressure Gauges are included. | GME 500-31 EM-2G | 26518.3769 | 97455.0352
LIFECO-UK |  | 231007200422 | LIFECO-UK-UL/FM Approved End Suction (GME 500-31 EM-2G) Engine Driven Skid Pump 500 GPM @ 14.96 Bar Coupled with UL/FM Listed Stallion Engine. Suction and Discharge Pressure Gauges are included. | GME 500-31 EM-2G | 28327.1859 | 104102.4082
LIFECO-UK |  | 231007200423 | LIFECO-UK-UL/FM Approved End Suction (GME 750-26 EM) Engine Driven Skid Pump 750 GPM @ 7.45 Bar Coupled with UL/FM Listed Stallion Engine. Suction and Discharge Pressure Gauges are included. | GME 750-26 EM | 23419.6205 | 86067.1054
LIFECO-UK |  | 231007200424 | LIFECO-UK-UL/FM Approved End Suction (GME 750-26 EM) Engine Driven Skid Pump 750 GPM @ 8 Bar Coupled with UL/FM Listed Stallion Engine. Suction and Discharge Pressure Gauges are included. | GME 750-26 EM | 23866.4179 | 87709.086
LIFECO-UK |  | 231007200425 | LIFECO-UK-UL/FM Approved End Suction (GME 750-26 EM) Engine Driven Skid Pump 750 GPM @ 8.76 Bar Coupled with UL/FM Listed Stallion Engine. Suction and Discharge Pressure Gauges are included. | GME 750-26 EM | 24176.2936 | 88847.8789
LIFECO-UK |  | 231007200426 | LIFECO-UK-UL/FM Approved End Suction (GME 750-32 EM) Engine Driven Skid Pump 750 GPM @ 9 Bar Coupled with UL/FM Listed Stallion Engine. Suction and Discharge Pressure Gauges are included. | GME 750-32 EM | 24781.6321 | 91072.4978
LIFECO-UK |  | 231007200427 | LIFECO-UK-UL/FM Approved End Suction (GME 750-32 EM) Engine Driven Skid Pump 750 GPM @ 10 Bar Coupled with UL/FM Listed Stallion Engine. Suction and Discharge Pressure Gauges are included. | GME 750-32 EM | 25992.309 | 95521.7355
LIFECO-UK |  | 231007200428 | LIFECO-UK-UL/FM Approved End Suction (GME 750-32 EM) Engine Driven Skid Pump 750 GPM @ 11 Bar Coupled with UL/FM Listed Stallion Engine. Suction and Discharge Pressure Gauges are included. | GME 750-32 EM | 29775.6744 | 109425.6033
LIFECO-UK |  | 231007200429 | LIFECO-UK-UL/FM Approved End Suction (GME 750-32 EM) Engine Driven Skid Pump 750 GPM @ 12 Bar Coupled with UL/FM Listed Stallion Engine. Suction and Discharge Pressure Gauges are included. | GME 750-32 EM | 31379.7973 | 115320.7551
LIFECO-UK |  | 231007200430 | LIFECO-UK-UL/FM Approved End Suction (GME 750-32 EM) Engine Driven Skid Pump 750 GPM @ 13 Bar Coupled with UL/FM Listed Stallion Engine. Suction and Discharge Pressure Gauges are included. | GME 750-32 EM | 33664.95 | 123718.6912
LIFECO-UK |  | 231003200051 | LIFECO-UK-UL/FM Approved End Suction (GME 750-32 EM) Engine Driven Skid Pump 750 GPM @ 14.28 Bar Coupled with UL/FM Listed Stallion Engine. Suction and Discharge Pressure Gauges are included. | GME 750-32 EM | 33911.9705 | 124626.4916
LIFECO-UK |  | 231007200432 | LIFECO-UK-UL/FM Approved End Suction (GME 1000-20 EM-2G) Engine Driven Skid Pump 1000 GPM @ 4.14 Bar Coupled with UL/FM Listed Stallion Engine. Suction and Discharge Pressure Gauges are included. | GME 1000-20 EM-2G | 18356.8317 | 67461.3566
LIFECO-UK |  | 231007200433 | LIFECO-UK-UL/FM Approved End Suction (GME 1000-20 EM-2G) Engine Driven Skid Pump 1000 GPM @ 5 Bar Coupled with UL/FM Listed Stallion Engine. Suction and Discharge Pressure Gauges are included. | GME 1000-20 EM-2G | 19264.8394 | 70798.2849
LIFECO-UK |  | 231007200434 | LIFECO-UK-UL/FM Approved End Suction (GME 1000-20 EM-2G) Engine Driven Skid Pump 1000 GPM @ 5.38 Bar Coupled with UL/FM Listed Stallion Engine. Suction and Discharge Pressure Gauges are included. | GME 1000-20 EM-2G | 24392.4859 | 89642.3857
LIFECO-UK |  | 231007200435 | LIFECO-UK-UL/FM Approved End Suction (GME 1000-54 EM-2G) Engine Driven Skid Pump 1000 GPM @ 8.41 Bar Coupled with UL/FM Listed Stallion Engine. Suction and Discharge Pressure Gauges are included. | GME 1000-54 EM-2G | 26208.5013 | 96316.2422
LIFECO-UK |  | 231007200436 | LIFECO-UK-UL/FM Approved End Suction (GME 1000-54 EM-2G) Engine Driven Skid Pump 1000 GPM @ 9 Bar Coupled with UL/FM Listed Stallion Engine. Suction and Discharge Pressure Gauges are included. | GME 1000-54 EM-2G | 26662.5051 | 97984.7063
LIFECO-UK |  | 231007200437 | LIFECO-UK-UL/FM Approved End Suction (GME 1000-54 EM-2G) Engine Driven Skid Pump 1000 GPM @ 10 Bar Coupled with UL/FM Listed Stallion Engine. Suction and Discharge Pressure Gauges are included. | GME 1000-54 EM-2G | 26738.1724 | 98262.7837
LIFECO-UK |  | 231007200438 | LIFECO-UK-UL/FM Approved End Suction (GME 1000-54 EM-2G) Engine Driven Skid Pump 1000 GPM @ 11 Bar Coupled with UL/FM Listed Stallion Engine. Suction and Discharge Pressure Gauges are included. | GME 1000-54 EM-2G | 29654.5827 | 108980.5914
LIFECO-UK |  | 231007200439 | LIFECO-UK-UL/FM Approved End Suction (GME 1000-54 EM-2G) Engine Driven Skid Pump 1000 GPM @ 12 Bar Coupled with UL/FM Listed Stallion Engine. Suction and Discharge Pressure Gauges are included. | GME 1000-54 EM-2G | 32638.6218 | 119946.9351
LIFECO-UK |  | 231007200440 | LIFECO-UK-UL/FM Approved End Suction (GME 1000-54 EM-2G) Engine Driven Skid Pump 1000 GPM @ 13 Bar Coupled with UL/FM Listed Stallion Engine. Suction and Discharge Pressure Gauges are included. | GME 1000-54 EM-2G | 32638.6218 | 119946.9351
LIFECO-UK |  | 231007200441 | LIFECO-UK-UL/FM Approved End Suction (GME 1000-54 EM-2G) Engine Driven Skid Pump 1000 GPM @ 13.79 Bar Coupled with UL/FM Listed Stallion Engine. Suction and Discharge Pressure Gauges are included. | GME 1000-54 EM-2G | 33976.6026 | 124864.0144
UL FM Electric End Suction 60Hz
Item of | LIFECO-UK Item Code | Supplier Item Code | Description |  | LIFECO-UK GP (USD) | LIFECO-UK GP (AED)
LIFECO-UK |  | 231007200516 | LIFECO-UK-UL/FM Approved End Suction (GME 50-20 EH) Electric Motor Driven Skid Pump 50 GPM @ 7.03 Bar 3500RPM Coupled with UL Listed ODP Motor. Suction and Discharge Pressure Gauges, and Casing Relief Valve are included. | GME 50-20 EH | 4374.7917 | 16077.3594
LIFECO-UK |  | 231007200517 | LIFECO-UK-UL/FM Approved End Suction (GME 50-20 EH) Electric Motor Driven Skid Pump 50 GPM @ 7.5 Bar 3500RPM Coupled with UL Listed ODP Motor. Suction and Discharge Pressure Gauges, and Casing Relief Valve are included. | GME 50-20 EH | 4374.7917 | 16077.3594
LIFECO-UK |  | 231007200518 | LIFECO-UK-UL/FM Approved End Suction (GME 50-20 EH) Electric Motor Driven Skid Pump 50 GPM @ 8 Bar 3500RPM Coupled with UL Listed ODP Motor. Suction and Discharge Pressure Gauges, and Casing Relief Valve are included. | GME 50-20 EH | 4374.7917 | 16077.3594
LIFECO-UK |  | 231007200519 | LIFECO-UK-UL/FM Approved End Suction (GME 50-20 EH) Electric Motor Driven Skid Pump 50 GPM @ 8.9 Bar 3500RPM Coupled with UL Listed ODP Motor. Suction and Discharge Pressure Gauges, and Casing Relief Valve are included. | GME 50-20 EH | 4374.7917 | 16077.3594
LIFECO-UK |  | 231007200520 | LIFECO-UK-UL/FM Approved End Suction (GME 100-50 EH) Electric Motor Driven Skid Pump 100 GPM @ 7.31 Bar 3500RPM Coupled with UL Listed ODP Motor. Suction and Discharge Pressure Gauges, and Casing Relief Valve are included. | GME 100-50 EH | 4597.7885 | 16896.8726
LIFECO-UK |  | 231007200521 | LIFECO-UK-UL/FM Approved End Suction (GME 100-50 EH) Electric Motor Driven Skid Pump 100 GPM @ 8 Bar 3500RPM Coupled with UL Listed ODP Motor. Suction and Discharge Pressure Gauges, and Casing Relief Valve are included. | GME 100-50 EH | 5272.4867 | 19376.3887
LIFECO-UK |  | 231007200522 | LIFECO-UK-UL/FM Approved End Suction (GME 100-50 EH) Electric Motor Driven Skid Pump 100 GPM @ 8.83 Bar 3500RPM Coupled with UL Listed ODP Motor. Suction and Discharge Pressure Gauges, and Casing Relief Valve are included. | GME 100-50 EH | 5272.4867 | 19376.3887
LIFECO-UK |  | 231007200523 | LIFECO-UK-UL/FM Approved End Suction (GME 150-20 EHA) Electric Motor Driven Skid Pump 150 GPM @ 7.17 Bar 3500RPM Coupled with UL Listed ODP Motor. Suction and Discharge Pressure Gauges, and Casing Relief Valve are included. | GME 150-20 EHA | 7233.7833 | 26584.1537
LIFECO-UK |  | 231007200524 | LIFECO-UK-UL/FM Approved End Suction (GME 150-20 EHA) Electric Motor Driven Skid Pump 150 GPM @ 7.5 Bar 3500RPM Coupled with UL Listed ODP Motor. Suction and Discharge Pressure Gauges, and Casing Relief Valve are included. | GME 150-20 EHA | 7233.7833 | 26584.1537
LIFECO-UK |  | 231007200525 | LIFECO-UK-UL/FM Approved End Suction (GME 150-20 EHA) Electric Motor Driven Skid Pump 150 GPM @ 8 Bar 3500RPM Coupled with UL Listed ODP Motor. Suction and Discharge Pressure Gauges, and Casing Relief Valve are included. | GME 150-20 EHA | 7373.0112 | 27095.8161
LIFECO-UK |  | 231007200526 | LIFECO-UK-UL/FM Approved End Suction (GME 150-20 EHA) Electric Motor Driven Skid Pump 150 GPM @ 8.69 Bar 3500RPM Coupled with UL Listed ODP Motor. Suction and Discharge Pressure Gauges, and Casing Relief Valve are included. | GME 150-20 EHA | 7373.0112 | 27095.8161
LIFECO-UK |  | 231007200527 | LIFECO-UK-UL/FM Approved End Suction (GME 200-20 EHA) Electric Motor Driven Skid Pump 200 GPM @ 6.76 Bar 3500RPM Coupled with UL Listed ODP Motor. Suction and Discharge Pressure Gauges, and Casing Relief Valve are included. | GME 200-20 EHA | 7233.7833 | 26584.1537
LIFECO-UK |  | 231007200528 | LIFECO-UK-UL/FM Approved End Suction (GME 200-20 EHA) Electric Motor Driven Skid Pump 200 GPM @ 7 Bar 3500RPM Coupled with UL Listed ODP Motor. Suction and Discharge Pressure Gauges, and Casing Relief Valve are included. | GME 200-20 EHA | 7839.1218 | 28808.7726
LIFECO-UK |  | 231007200529 | LIFECO-UK-UL/FM Approved End Suction (GME 200-20 EHA) Electric Motor Driven Skid Pump 200 GPM @ 8 Bar 3500RPM Coupled with UL Listed ODP Motor. Suction and Discharge Pressure Gauges, and Casing Relief Valve are included. | GME 200-20 EHA | 7839.1218 | 28808.7726
LIFECO-UK |  | 231007200530 | LIFECO-UK-UL/FM Approved End Suction (GME 200-20 EHA) Electric Motor Driven Skid Pump 200 GPM @ 8.28 Bar 3500RPM Coupled with UL Listed ODP Motor. Suction and Discharge Pressure Gauges, and Casing Relief Valve are included. | GME 200-20 EHA | 8134.5846 | 29894.5985
LIFECO-UK |  | 231007200531 | LIFECO-UK-UL/FM Approved End Suction (GME 250-20 EH) Electric Motor Driven Skid Pump 250 GPM @ 7.24 Bar 3500RPM Coupled with UL Listed ODP Motor. Suction and Discharge Pressure Gauges, and Casing Relief Valve are included. | GME 250-20 EH | 8134.5846 | 29894.5985
LIFECO-UK |  | 231007200532 | LIFECO-UK-UL/FM Approved End Suction (GME 250-20 EH) Electric Motor Driven Skid Pump 250 GPM @ 8 Bar 3500RPM Coupled with UL Listed ODP Motor. Suction and Discharge Pressure Gauges, and Casing Relief Valve are included. | GME 250-20 EH | 8213.8551 | 30185.9176
LIFECO-UK |  | 231007200533 | LIFECO-UK-UL/FM Approved End Suction (GME 250-20 EH) Electric Motor Driven Skid Pump 250 GPM @ 8.55 Bar 3500RPM Coupled with UL Listed ODP Motor. Suction and Discharge Pressure Gauges, and Casing Relief Valve are included. | GME 250-20 EH | 9345.2615 | 34343.8362
LIFECO-UK |  | 231007200534 | LIFECO-UK-UL/FM Approved End Suction (GME 300-20 EH) Electric Motor Driven Skid Pump 300 GPM @ 7.03 Bar 3500RPM Coupled with UL Listed ODP Motor. Suction and Discharge Pressure Gauges, and Casing Relief Valve are included. | GME 300-20 EH | 8509.3179 | 31271.7435
LIFECO-UK |  | 231007200535 | LIFECO-UK-UL/FM Approved End Suction (GME 300-20 EH) Electric Motor Driven Skid Pump 300 GPM @ 7.5 Bar 3500RPM Coupled with UL Listed ODP Motor. Suction and Discharge Pressure Gauges, and Casing Relief Valve are included. | GME 300-20 EH | 8509.3179 | 31271.7435
LIFECO-UK |  | 231007200536 | LIFECO-UK-UL/FM Approved End Suction (GME 300-20 EH) Electric Motor Driven Skid Pump 300 GPM @ 8 Bar 3500RPM Coupled with UL Listed ODP Motor. Suction and Discharge Pressure Gauges, and Casing Relief Valve are included. | GME 300-20 EH | 9482.1833 | 34847.0237
LIFECO-UK |  | 231007200537 | LIFECO-UK-UL/FM Approved End Suction (GME 300-20 EH) Electric Motor Driven Skid Pump 300 GPM @ 8.48 Bar 3500RPM Coupled with UL Listed ODP Motor. Suction and Discharge Pressure Gauges, and Casing Relief Valve are included. | GME 300-20 EH | 9482.1833 | 34847.0237
LIFECO-UK |  | 231007200538 | LIFECO-UK-UL/FM Approved End Suction (GME 400-80 EH) Electric Motor Driven Skid Pump 400 GPM @ 7.93 Bar 3500RPM Coupled with UL Listed ODP Motor. Suction and Discharge Pressure Gauges, and Casing Relief Valve are included. | GME 400-80 EH | 11889.3077 | 43693.2058
LIFECO-UK |  | 231007200539 | LIFECO-UK-UL/FM Approved End Suction (GME 400-80 EH) Electric Motor Driven Skid Pump 400 GPM @ 8 Bar 3500RPM Coupled with UL Listed ODP Motor. Suction and Discharge Pressure Gauges, and Casing Relief Valve are included. | GME 400-80 EH | 11889.3077 | 43693.2058
LIFECO-UK |  | 231007200540 | LIFECO-UK-UL/FM Approved End Suction (GME 400-80 EH) Electric Motor Driven Skid Pump 400 GPM @ 9 Bar 3500RPM Coupled with UL Listed ODP Motor. Suction and Discharge Pressure Gauges, and Casing Relief Valve are included. | GME 400-80 EH | 12408.1692 | 45600.0219
LIFECO-UK |  | 231007200541 | LIFECO-UK-UL/FM Approved End Suction (GME 400-80 EH) Electric Motor Driven Skid Pump 400 GPM @ 10 Bar 3500RPM Coupled with UL Listed ODP Motor. Suction and Discharge Pressure Gauges, and Casing Relief Valve are included. | GME 400-80 EH | 12408.1692 | 45600.0219
LIFECO-UK |  | 231007200542 | LIFECO-UK-UL/FM Approved End Suction (GME 400-80 EH) Electric Motor Driven Skid Pump 400 GPM @ 11 Bar 3500RPM Coupled with UL Listed ODP Motor. Suction and Discharge Pressure Gauges, and Casing Relief Valve are included. | GME 400-80 EH | 13905.7064 | 51103.4711
LIFECO-UK |  | 231007200543 | LIFECO-UK-UL/FM Approved End Suction (GME 400-80 EH) Electric Motor Driven Skid Pump 400 GPM @ 12 Bar 3500RPM Coupled with UL Listed ODP Motor. Suction and Discharge Pressure Gauges, and Casing Relief Valve are included. | GME 400-80 EH | 14136.3115 | 51950.9449
LIFECO-UK |  | 231007200544 | LIFECO-UK-UL/FM Approved End Suction (GME 400-80 EH) Electric Motor Driven Skid Pump 400 GPM @ 13.31 Bar 3500RPM Coupled with UL Listed ODP Motor. Suction and Discharge Pressure Gauges, and Casing Relief Valve are included. | GME 400-80 EH | 14136.3115 | 51950.9449
LIFECO-UK |  | 231007200545 | LIFECO-UK-UL/FM Approved End Suction (GME 450-80 EH) Electric Motor Driven Skid Pump 450 GPM @ 7.65 Bar 3500RPM Coupled with UL Listed ODP Motor. Suction and Discharge Pressure Gauges, and Casing Relief Valve are included. | GME 450-80 EH | 11889.3077 | 43693.2058
LIFECO-UK |  | 231007200546 | LIFECO-UK-UL/FM Approved End Suction (GME 450-80 EH) Electric Motor Driven Skid Pump 450 GPM @ 8 Bar 3500RPM Coupled with UL Listed ODP Motor. Suction and Discharge Pressure Gauges, and Casing Relief Valve are included. | GME 450-80 EH | 11889.3077 | 43693.2058
LIFECO-UK |  | 231007200547 | LIFECO-UK-UL/FM Approved End Suction (GME 450-80 EH) Electric Motor Driven Skid Pump 450 GPM @ 9 Bar 3500RPM Coupled with UL Listed ODP Motor. Suction and Discharge Pressure Gauges, and Casing Relief Valve are included. | GME 450-80 EH | 12523.4718 | 46023.7588
LIFECO-UK |  | 231007200548 | LIFECO-UK-UL/FM Approved End Suction (GME 450-80 EH) Electric Motor Driven Skid Pump 450 GPM @ 10 Bar 3500RPM Coupled with UL Listed ODP Motor. Suction and Discharge Pressure Gauges, and Casing Relief Valve are included. | GME 450-80 EH | 13970.5641 | 51341.8231
LIFECO-UK |  | 231007200549 | LIFECO-UK-UL/FM Approved End Suction (GME 450-80 EH) Electric Motor Driven Skid Pump 450 GPM @ 11 Bar 3500RPM Coupled with UL Listed ODP Motor. Suction and Discharge Pressure Gauges, and Casing Relief Valve are included. | GME 450-80 EH | 14121.8987 | 51897.9778
LIFECO-UK |  | 231007200550 | LIFECO-UK-UL/FM Approved End Suction (GME 450-80 EH) Electric Motor Driven Skid Pump 450 GPM @ 12 Bar 3500RPM Coupled with UL Listed ODP Motor. Suction and Discharge Pressure Gauges, and Casing Relief Valve are included. | GME 450-80 EH | 14338.091 | 52692.4845
LIFECO-UK |  | 231007200551 | LIFECO-UK-UL/FM Approved End Suction (GME 450-80 EH) Electric Motor Driven Skid Pump 450 GPM @ 13.1 Bar 3500RPM Coupled with UL Listed ODP Motor. Suction and Discharge Pressure Gauges, and Casing Relief Valve are included. | GME 450-80 EH | 16192.2045 | 59506.3515
LIFECO-UK |  | 231007203460 | LIFECO-UK-UL/FM Approved End Suction (GME 500-80 EH) Electric Motor Driven Skid Pump 500 GPM @ 7.58 Bar 3500RPM Coupled with UL Listed ODP Motor. Suction and Discharge Pressure Gauges, and Casing Relief Valve are included. | GME 500-80 EH | 12307.2795 | 45229.2521
LIFECO-UK |  | 231007200065 | LIFECO-UK-UL/FM Approved End Suction (GME 500-80 EH) Electric Motor Driven Skid Pump 500 GPM @ 8 Bar 3500RPM Coupled with UL Listed ODP Motor. Suction and Discharge Pressure Gauges, and Casing Relief Valve are included. | GME 500-80 EH | 12307.2795 | 45229.2521
LIFECO-UK |  | 231007200554 | LIFECO-UK-UL/FM Approved End Suction (GME 500-80 EH) Electric Motor Driven Skid Pump 500 GPM @ 9 Bar 3500RPM Coupled with UL Listed ODP Motor. Suction and Discharge Pressure Gauges, and Casing Relief Valve are included. | GME 500-80 EH | 12552.2974 | 46129.6931
LIFECO-UK |  | 231007200555 | LIFECO-UK-UL/FM Approved End Suction (GME 500-80 EH) Electric Motor Driven Skid Pump 500 GPM @ 10 Bar 3500RPM Coupled with UL Listed ODP Motor. Suction and Discharge Pressure Gauges, and Casing Relief Valve are included. | GME 500-80 EH | 13970.5641 | 51341.8231
LIFECO-UK |  | 231007200556 | LIFECO-UK-UL/FM Approved End Suction (GME 500-80 EH) Electric Motor Driven Skid Pump 500 GPM @ 11 Bar 3500RPM Coupled with UL Listed ODP Motor. Suction and Discharge Pressure Gauges, and Casing Relief Valve are included. | GME 500-80 EH | 14121.8987 | 51897.9778
LIFECO-UK |  | 231007200557 | LIFECO-UK-UL/FM Approved End Suction (GME 500-80 EH) Electric Motor Driven Skid Pump 500 GPM @ 12 Bar 3500RPM Coupled with UL Listed ODP Motor. Suction and Discharge Pressure Gauges, and Casing Relief Valve are included. | GME 500-80 EH | 14810.1109 | 54427.1575
LIFECO-UK |  | 231007200558 | LIFECO-UK-UL/FM Approved End Suction (GME 500-80 EH) Electric Motor Driven Skid Pump 500 GPM @ 12.97 Bar 3500RPM Coupled with UL Listed ODP Motor. Suction and Discharge Pressure Gauges, and Casing Relief Valve are included. | GME 500-80 EH | 16365.1583 | 60141.9569
LIFECO-UK |  | 231007200559 | LIFECO-UK-UL/FM Approved End Suction (GME 750-20 EH-2G) Electric Motor Driven Skid Pump 750 GPM @ 6.69 Bar 3500RPM Coupled with UL Listed ODP Motor. Suction and Discharge Pressure Gauges, and Casing Relief Valve are included. | GME 750-20 EH-2G | 14083.7047 | 51757.6149
LIFECO-UK |  | 231007200560 | LIFECO-UK-UL/FM Approved End Suction (GME 750-20 EH-2G) Electric Motor Driven Skid Pump 750 GPM @ 7 Bar 3500RPM Coupled with UL Listed ODP Motor. Suction and Discharge Pressure Gauges, and Casing Relief Valve are included. | GME 750-20 EH-2G | 14083.7047 | 51757.6149
LIFECO-UK |  | 231007200561 | LIFECO-UK-UL/FM Approved End Suction (GME 750-20 EH-2G) Electric Motor Driven Skid Pump 750 GPM @ 8.27 Bar 3500RPM Coupled with UL Listed ODP Motor. Suction and Discharge Pressure Gauges, and Casing Relief Valve are included. | GME 750-20 EH-2G | 16624.1567 | 61093.7759
LIFECO-UK |  | 231007200562 | LIFECO-UK-UL/FM Approved End Suction (GME 750-20 EH-2G) Electric Motor Driven Skid Pump 750 GPM @ 8.75 Bar 3600RPM Coupled with UL Listed ODP Motor. Suction and Discharge Pressure Gauges, and Casing Relief Valve are included. | GME 750-20 EH-2G | 16995.7615 | 62459.4237
LIFECO-UK |  | 231007200563 | LIFECO-UK-UL/FM Approved End Suction (GME 750-26 EH-2G) Electric Motor Driven Skid Pump 750 GPM @ 11.51 Bar 3500RPM Coupled with UL Listed ODP Motor. Suction and Discharge Pressure Gauges, and Casing Relief Valve are included. | GME 750-26 EH-2G | 20069.7115 | 73756.1899
LIFECO-UK |  | 231007200564 | LIFECO-UK-UL/FM Approved End Suction (GME 750-26 EH-2G) Electric Motor Driven Skid Pump 750 GPM @ 12 Bar 3500RPM Coupled with UL Listed ODP Motor. Suction and Discharge Pressure Gauges, and Casing Relief Valve are included. | GME 750-26 EH-2G | 20069.7115 | 73756.1899
LIFECO-UK |  | 231007200565 | LIFECO-UK-UL/FM Approved End Suction (GME 750-26 EH-2G) Electric Motor Driven Skid Pump 750 GPM @ 13 Bar 3500RPM Coupled with UL Listed ODP Motor. Suction and Discharge Pressure Gauges, and Casing Relief Valve are included. | GME 750-26 EH-2G | 20069.7115 | 73756.1899
LIFECO-UK |  | 231007200566 | LIFECO-UK-UL/FM Approved End Suction (GME 750-26 EH-2G) Electric Motor Driven Skid Pump 750 GPM @ 13.65 Bar 3500RPM Coupled with UL Listed ODP Motor. Suction and Discharge Pressure Gauges, and Casing Relief Valve are included. | GME 750-26 EH-2G | 20191.3462 | 74203.1971
LIFECO-UK |  | 231007200567 | LIFECO-UK-UL/FM Approved End Suction (GME 750-26 EH-2G) Electric Motor Driven Skid Pump 750 GPM @ 14 Bar 3600RPM Coupled with UL Listed ODP Motor. Suction and Discharge Pressure Gauges, and Casing Relief Valve are included. | GME 750-26 EH-2G | 21367.1474 | 78524.2668
LIFECO-UK |  | 231007200568 | LIFECO-UK-UL/FM Approved End Suction (GME 750-26 EH-2G) Electric Motor Driven Skid Pump 750 GPM @ 14.48 Bar 3600RPM Coupled with UL Listed ODP Motor. Suction and Discharge Pressure Gauges, and Casing Relief Valve are included. | GME 750-26 EH-2G | 21367.1474 | 78524.2668
LIFECO-UK |  | 231007200569 | LIFECO-UK-UL/FM Approved End Suction (GME 1000-20 EH-2G) Electric Motor Driven Skid Pump 1000 GPM @ 6.34 Bar 3500RPM Coupled with UL Listed ODP Motor. Suction and Discharge Pressure Gauges, and Casing Relief Valve are included. | GME 1000-20 EH-2G | 14083.7047 | 51757.6149
LIFECO-UK |  | 231007200570 | LIFECO-UK-UL/FM Approved End Suction (GME 1000-20 EH-2G) Electric Motor Driven Skid Pump 1000 GPM @ 7 Bar 3500RPM Coupled with UL Listed ODP Motor. Suction and Discharge Pressure Gauges, and Casing Relief Valve are included. | GME 1000-20 EH-2G | 16829.9718 | 61850.1463
LIFECO-UK |  | 231007200571 | LIFECO-UK-UL/FM Approved End Suction (GME 1000-20 EH-2G) Electric Motor Driven Skid Pump 1000 GPM @ 8 Bar 3500RPM Coupled with UL Listed ODP Motor. Suction and Discharge Pressure Gauges, and Casing Relief Valve are included. | GME 1000-20 EH-2G | 16829.9718 | 61850.1463
LIFECO-UK |  | 231007200572 | LIFECO-UK-UL/FM Approved End Suction (GME 1000-20 EH-2G) Electric Motor Driven Skid Pump 1000 GPM @ 8.48 Bar 3600RPM Coupled with UL Listed ODP Motor. Suction and Discharge Pressure Gauges, and Casing Relief Valve are included. | GME 1000-20 EH-2G | 16995.7615 | 62459.4237
LIFECO-UK |  | 231007200573 | LIFECO-UK-UL/FM Approved End Suction (GME 1000-26 EH-2G) Electric Motor Driven Skid Pump 1000 GPM @ 11.31 Bar 3500RPM Coupled with UL Listed ODP Motor. Suction and Discharge Pressure Gauges, and Casing Relief Valve are included. | GME 1000-26 EH-2G | 20069.7115 | 73756.1899
LIFECO-UK |  | 231007200574 | LIFECO-UK-UL/FM Approved End Suction (GME 1000-26 EH-2G) Electric Motor Driven Skid Pump 1000 GPM @ 12 Bar 3500RPM Coupled with UL Listed ODP Motor. Suction and Discharge Pressure Gauges, and Casing Relief Valve are included. | GME 1000-26 EH-2G | 20069.7115 | 73756.1899
LIFECO-UK |  | 231007200575 | LIFECO-UK-UL/FM Approved End Suction (GME 1000-26 EH-2G) Electric Motor Driven Skid Pump 1000 GPM @ 13 Bar 3500RPM Coupled with UL Listed ODP Motor. Suction and Discharge Pressure Gauges, and Casing Relief Valve are included. | GME 1000-26 EH-2G | 21245.5128 | 78077.2596
LIFECO-UK |  | 231007200576 | LIFECO-UK-UL/FM Approved End Suction (GME 1000-26 EH-2G) Electric Motor Driven Skid Pump 1000 GPM @ 13.51 Bar 3500RPM Coupled with UL Listed ODP Motor. Suction and Discharge Pressure Gauges, and Casing Relief Valve are included. | GME 1000-26 EH-2G | 21367.1474 | 78524.2668
LIFECO-UK |  | 231007200577 | LIFECO-UK-UL/FM Approved End Suction (GME 1000-26 EH-2G) Electric Motor Driven Skid Pump 1000 GPM @ 14 Bar 3600RPM Coupled with UL Listed ODP Motor. Suction and Discharge Pressure Gauges, and Casing Relief Valve are included. | GME 1000-26 EH-2G | 21367.1474 | 78524.2668
LIFECO-UK |  | 231007200578 | LIFECO-UK-UL/FM Approved End Suction (GME 1000-26 EH-2G) Electric Motor Driven Skid Pump 1000 GPM @ 14.34 Bar 3600RPM Coupled with UL Listed ODP Motor. Suction and Discharge Pressure Gauges, and Casing Relief Valve are included. | GME 1000-26 EH-2G | 21367.1474 | 78524.2668
Jockey Pump 50Hz
Item of | LIFECO-UK Item Code | Supplier Item Code | Description |  | LIFECO-UK GP (USD) | LIFECO-UK GP (AED)
LIFECO-UK |  | 236002200086 | GMax Pump Vertical Multistage Jockey 2HP, 2900 RPM, 380/415V, 50Hz, GMax Model GVR 4-80 with base included. | GVR 4-80 with base included. | 1164.5162 | 4279.5969
LIFECO-UK |  | 236003200006 | GMax Pump Vertical Multistage Jockey 3HP, 2900 RPM, 380/415V, 50Hz, GMax Model GVR 4-100 with base included. | GVR 4-100 with base included. | 1239.9245 | 4556.7225
LIFECO-UK |  | 236002200065 | GMax Pump Vertical Multistage Jockey 3HP, 2900 RPM, 380/415V, 50Hz, GMax Model GVR 4-120 with base included. | GVR 4-120 with base included. | 1278.031 | 4696.7638
LIFECO-UK |  | 232001200005 | GMax Pump Vertical Multistage Jockey 4HP, 2900 RPM, 380/415V, 50Hz, GMax Model GVR 4-140 with base included. | GVR 4-140 with base included. | 1423.151 | 5230.0798
LIFECO-UK |  |  | GMax Pump Vertical Multistage Jockey 4HP, 2900 RPM, 380/415V, 50Hz, GMax Model GVR 4-160 with base included. | GVR 4-160 with base included. | 1483.6579 | 5452.4426
LIFECO-UK |  | 236002200087 | GMax Pump Vertical Multistage Jockey 5.5HP, 2900 RPM, 380/415V, 50Hz, GMax Model GVR 8-100 with base included. | GVR 8-100 with base included. | 1971.3499 | 7244.7108
LIFECO-UK |  | 104004200071 | GMax Pump Vertical Multistage Jockey 5.5HP, 2900 RPM, 380/415V, 50Hz, GMax Model GVR 8-120 with base included. | GVR 8-120 with base included. | 2124.5192 | 7807.6082
LIFECO-UK |  |  | GMax Pump Vertical Multistage Jockey 7.5HP, 2900 RPM, 380/415V, 50Hz, GMax Model GVR 8-140 with base included. | GVR 8-140 with base included. | 2476.935 | 9102.736
LIFECO-UK |  | 236002200089 | GMax Pump Vertical Multistage Jockey 7.5HP, 2900 RPM, 380/415V, 50Hz, GMax Model GVR 8-160 with base included. | GVR 8-160 with base included. | 2675.9295 | 9834.0409
LIFECO-UK |  |  | GMax Pump Vertical Multistage Jockey 15HP, 2900 RPM, 380/415V, 50Hz, GMax Model GVR 15-120 with base included. | GVR 15-120 with base included. | 2689.2869 | 9883.1293
LIFECO-UK |  |  | GMax Pump Vertical Multistage Jockey 15HP, 2900 RPM, 380/415V, 50Hz, GMax Model GVR 15-140 with base included. | GVR 15-140 with base included. | 2989.2869 | 10985.6293
LIFECO-UK |  | 236002200090 | GMax Pump Vertical Multistage Jockey 10HP, 2900 RPM, 380/415V, 50Hz, GMax Model GVR 16-80 with base included. | GVR 16-80 with base included. | 2689.2869 | 9883.1293
LIFECO-UK |  | 236002200091 | GMax Pump Vertical Multistage Jockey 15HP, 2900 RPM, 380/415V, 50Hz, GMax Model GVR 16-100 with base included. | GVR 16-100 with base included. | 2330.4617 | 8564.4467
LIFECO-UK |  | 236002200048 | GMax Pump Vertical Multistage Jockey 15HP, 2900 RPM, 380/415V, 50Hz, GMax Model GVR 16-120 with base included. | GVR 16-120 with base included. | 2689.2869 | 9883.1293
LIFECO-UK |  | 236002200092 | GMax Pump Vertical Multistage Jockey 15HP, 2900 RPM, 380/415V, 50Hz, GMax Model GVR 16-140 with base included. | GVR 16-140 with base included. | 3076.8207 | 11307.3161
LIFECO-UK |  | 236002200093 | GMax Pump Vertical Multistage Jockey 20HP, 2900 RPM, 380/415V, 50Hz, GMax Model GVR 16-160 with base included. | GVR 16-160 with base included. | 3267.514 | 12008.1138
LIFECO-UK |  | 236002200094 | GMax Pump Vertical Multistage Jockey 15HP, 2900 RPM, 380/415V, 50Hz, GMax Model GVR 20-100 with base included. | GVR 20-100 with base included. | 3706.329 | 13620.7592
LIFECO-UK |  | 236002200095 | GMax Pump Vertical Multistage Jockey 20HP, 2900 RPM, 380/415V, 50Hz, GMax Model GVR 20-120 with base included. | GVR 20-120 with base included. | 3244.7466 | 11924.4436
LIFECO-UK |  | 236002200096 | GMax Pump Vertical Multistage Jockey 25HP, 2900 RPM, 380/415V, 50Hz, GMax Model GVR 20-170 with base included. | GVR 20-170 with base included. | 3954.5178 | 14532.8529
LIFECO-UK |  | 236002200109 | GMAX Pump Vertical Multistage Jockey, 2900 RPM, 380/415V, 50HZ With Base Included |  | 2989.2869 | 10985.6293
Jockey Pump 60Hz
Item of | LIFECO-UK Item Code | Supplier Item Code | Description |  | LIFECO-UK GP (USD) | LIFECO-UK GP (AED)
LIFECO-UK |  | 236002200066 | GMax Pump Vertical Multistage Jockey 3HP, 3500 RPM, 380V, 60Hz, GMax Model GVS 4-60 with base included. | GVS 4-60 with base included. | 1322.8918 | 4861.6272
LIFECO-UK |  | 236002200067 | GMax Pump Vertical Multistage Jockey 4HP, 3500 RPM, 380V, 60Hz, GMax Model GVS 4-70 with base included. | GVS 4-70 with base included. | 1351.6453 | 4967.2966
LIFECO-UK |  | 236002200068 | GMax Pump Vertical Multistage Jockey 4HP, 3500 RPM, 380V, 60Hz, GMax Model GVS 4-80 with base included. | GVS 4-80 with base included. | 1389.479 | 5106.3353
LIFECO-UK |  | 236002200069 | GMax Pump Vertical Multistage Jockey 5.5HP, 3500 RPM, 380V, 60Hz, GMax Model GVS 4-100 with base included. | GVS 4-100 with base included. | 1556.891 | 5721.5745
LIFECO-UK |  | 236002200070 | GMax Pump Vertical Multistage Jockey 5.5HP, 3500 RPM, 380V, 60Hz, GMax Model GVS 4-120 with base included. | GVS 4-120 with base included. | 1602.8608 | 5890.5134
LIFECO-UK |  | 236002200071 | GMax Pump Vertical Multistage Jockey 7.5HP, 3500 RPM, 380V, 60Hz, GMax Model GVS 4-140 with base included. | GVS 4-140 with base included. | 2043.4295 | 7509.6034
LIFECO-UK |  |  | GMax Pump Vertical Multistage Jockey 7.5HP, 3500 RPM, 380V, 60Hz, GMax Model GVS 4-160 with base included. | GVS 4-160 with base included. | 2146.1521 | 7887.1089
LIFECO-UK |  | 236002200073 | GMax Pump Vertical Multistage Jockey 5.5HP, 3500 RPM, 380V, 60Hz, GMax Model GVS 8-60 with base included. | GVS 8-60 with base included. | 1722.4151 | 6329.8757
LIFECO-UK |  | 236002200074 | GMax Pump Vertical Multistage Jockey 7.5HP, 3500 RPM, 380V, 60Hz, GMax Model GVS 8-80 with base included. | GVS 8-80 with base included. | 2152.9006 | 7911.9099
LIFECO-UK |  | 236002200075 | GMax Pump Vertical Multistage Jockey 10HP, 3500 RPM, 380V, 60Hz, GMax Model GVS 8-100 with base included. | GVS 8-100 with base included. | 2468.4119 | 9071.4137
LIFECO-UK |  | 236002200076 | GMax Pump Vertical Multistage Jockey 10HP, 3500 RPM, 380V, 60Hz, GMax Model GVS 8-120 with base included. | GVS 8-120 with base included. | 2744.8558 | 10087.345
LIFECO-UK |  |  | GMax Pump Vertical Multistage Jockey 15HP, 3500 RPM, 380V, 60Hz, GMax Model GVS 8-140 with base included. | GVS 8-140 with base included. | 3203.0128 | 11771.0721
LIFECO-UK |  |  | GMax Pump Vertical Multistage Jockey 25HP, 3500 RPM, 380V, 60Hz, GMax Model GVS 15-120 with base included. | GVS 15-120 with base included. | 3137.3938 | 11529.9222
LIFECO-UK |  | 236002200078 | GMax Pump Vertical Multistage Jockey 7.5HP, 3500 RPM, 380V, 60Hz, GMax Model GVS 16-40 with base included. | GVS 16-40 with base included. | 3137.3938 | 11529.9222
LIFECO-UK |  | 236002200079 | GMax Pump Vertical Multistage Jockey 10HP, 3500 RPM, 380V, 60Hz, GMax Model GVS 16-50 with base included. | GVS 16-50 with base included. | 3137.3938 | 11529.9222
LIFECO-UK |  | 236002200080 | GMax Pump Vertical Multistage Jockey 15HP, 3500 RPM, 380V, 60Hz, GMax Model GVS 16-60 with base included. | GVS 16-60 with base included. | 3470.247 | 12753.1578
LIFECO-UK |  | 236002200081 | GMax Pump Vertical Multistage Jockey 15HP, 3500 RPM, 380V, 60Hz, GMax Model GVS 16-80 with base included. | GVS 16-80 with base included. | 3576.1813 | 13142.4661
LIFECO-UK |  | 236002200082 | GMax Pump Vertical Multistage Jockey 20HP, 3500 RPM, 380V, 60Hz, GMax Model GVS 16-100 with base included. | GVS 16-100 with base included. | 3969.6513 | 14588.4684
LIFECO-UK |  | 236002200083 | GMax Pump Vertical Multistage Jockey 20HP, 3500 RPM, 380V, 60Hz, GMax Model GVS 20-70 with base included. | GVS 20-70 with base included. | 4718.7576 | 17341.4342
LIFECO-UK |  | 236002200084 | GMax Pump Vertical Multistage Jockey 20HP, 3500 RPM, 380V, 60Hz, GMax Model GVS 20-80 with base included. | GVS 20-80 with base included. | 4015.0516 | 14755.3148
LIFECO-UK |  | 236002200085 | GMax Pump Vertical Multistage Jockey 25HP, 3500 RPM, 380V, 60Hz, GMax Model GVS 20-100 with base included. | GVS 20-100 with base included. | 4120.9859 | 15144.6231
LIFECO-UK |  | 236002200110 | GMAX Pump Vertical Multistage Jockey, 3500 RPM, 380V, 60HZ With Base Included |  | 3137.3938 | 11529.9222
Listed Control Panels
Item of | LIFECO-UK Item Code | Supplier Item Code | Description |  | LIFECO-UK GP (USD) | LIFECO-UK GP (AED)
Electric Fire Pump Control Panel GPA (DOL) and GPY (Star Delta) 50HZ
TORNATECH |  | 107002200004 | Control Panel with NEMA2 Encl. for Electric Pump DOL Starter Model GPA-10HP-50HZ-380/415V-3PH, Tornatech. UL&FM Approved. | GPA-10HP-50HZ-380/415V-3PH, Tornatech. UL&FM Approved. | 5491.069 | 20179.6787
TORNATECH |  | 088001200064 | Control Panel with NEMA2 Encl. for Electric Pump DOL Starter Model GPA-15HP-50HZ-380/415V-3PH, Tornatech. UL&FM Approved. | GPA-15HP-50HZ-380/415V-3PH, Tornatech. UL&FM Approved. | 5491.069 | 20179.6787
TORNATECH |  | 088001200036 | Control Panel with NEMA2 Encl. for Electric Pump DOL Starter Model GPA-20HP-50HZ-380/415V-3PH, Tornatech. UL&FM Approved. | GPA-20HP-50HZ-380/415V-3PH, Tornatech. UL&FM Approved. | 5491.069 | 20179.6787
TORNATECH |  | 088001200037 | Control Panel with NEMA2 Encl. for Electric Pump DOL Starter Model GPA-25HP-50HZ-380/415V-3PH, Tornatech. UL&FM Approved. | GPA-25HP-50HZ-380/415V-3PH, Tornatech. UL&FM Approved. | 5491.069 | 20179.6787
TORNATECH |  | 088001200065 | Control Panel with NEMA2 Encl. for Electric Pump DOL Starter Model GPA-30HP-50HZ-380/415V-3PH, Tornatech. UL&FM Approved. | GPA-30HP-50HZ-380/415V-3PH, Tornatech. UL&FM Approved. | 5491.069 | 20179.6787
TORNATECH |  | 088001200066 | Control Panel with NEMA2 Encl. for Electric Pump DOL Starter Model GPA-40HP-50HZ-380/415V-3PH, Tornatech. UL&FM Approved. | GPA-40HP-50HZ-380/415V-3PH, Tornatech. UL&FM Approved. | 5491.069 | 20179.6787
TORNATECH |  | 088001200067 | Control Panel with NEMA2 Encl. for Electric Pump DOL Starter Model GPA-50HP-50HZ-380/415V-3PH, Tornatech. UL&FM Approved. | GPA-50HP-50HZ-380/415V-3PH, Tornatech. UL&FM Approved. | 5491.069 | 20179.6787
TORNATECH |  | 088001200080 | Control Panel with NEMA2 Encl. for Electric Pump DOL Starter Model GPA-60HP-50HZ-380/415V-3PH, Tornatech. UL&FM Approved. | GPA-60HP-50HZ-380/415V-3PH, Tornatech. UL&FM Approved. | 6389.8515 | 23482.7043
TORNATECH |  | 088001200079 | Control Panel with NEMA2 Encl. for Electric Pump DOL Starter Model GPA-75HP-50HZ-380/415V-3PH, Tornatech. UL&FM Approved. | GPA-75HP-50HZ-380/415V-3PH, Tornatech. UL&FM Approved. | 6389.8515 | 23482.7043
TORNATECH |  | 088001200068 | Control Panel with NEMA2 Encl. for Electric Pump Star Delta Open Starter Model GPY-100HP-50HZ-380/415V-3PH, Tornatech. UL&FM Approved. | GPY-100HP-50HZ-380/415V-3PH, Tornatech. UL&FM Approved. | 8878.7877 | 32629.5447
TORNATECH |  | 088001200070 | Control Panel with NEMA2 Encl. for Electric Pump Star Delta Open Starter Model GPY-125HP-50HZ-380/415V-3PH, Tornatech. UL&FM Approved. | GPY-125HP-50HZ-380/415V-3PH, Tornatech. UL&FM Approved. | 9812.1387 | 36059.6098
TORNATECH |  | 088001200038 | Control Panel with NEMA2 Encl. for Electric Pump Star Delta Open Starter Model GPY-150HP-50HZ-380/415V-3PH, Tornatech. UL&FM Approved. | GPY-150HP-50HZ-380/415V-3PH, Tornatech. UL&FM Approved. | 11868.9679 | 43618.4571
TORNATECH |  | 088001200039 | Control Panel with NEMA2 Encl. for Electric Pump Star Delta Open Starter Model GPY-200HP-50HZ-380/415V-3PH, Tornatech. UL&FM Approved. | GPY-200HP-50HZ-380/415V-3PH, Tornatech. UL&FM Approved. | 12387.4963 | 45524.0488
TORNATECH |  | 088001200040 | Control Panel with NEMA2 Encl. for Electric Pump Star Delta Open Starter Model GPY-250HP-50HZ-380/415V-3PH, Tornatech. UL&FM Approved. | GPY-250HP-50HZ-380/415V-3PH, Tornatech. UL&FM Approved. | 15325.8237 | 56322.402
TORNATECH |  | 017009100001 | Control Panel with NEMA2 Encl. for Electric Pump Star Delta Open Starter Model GPY-300HP-50HZ-380/415V-3PH, Tornatech. UL&FM Approved. | GPY-300HP-50HZ-380/415V-3PH, Tornatech. UL&FM Approved. | 18004.8869 | 66167.9594
TORNATECH |  | 017009100002 | Control Panel with NEMA2 Encl. for Electric Pump Star Delta Open Starter Model GPY-350HP-50HZ-380/415V-3PH, Tornatech. UL&FM Approved. | GPY-350HP-50HZ-380/415V-3PH, Tornatech. UL&FM Approved. | 25787.1335 | 94767.7155
TORNATECH |  | 017009100003 | Control Panel with NEMA2 Encl. for Electric Pump Star Delta Open Starter Model GPY-400HP-50HZ-380/415V-3PH, Tornatech. UL&FM Approved. | GPY-400HP-50HZ-380/415V-3PH, Tornatech. UL&FM Approved. | 25787.1335 | 94767.7155
TORNATECH |  | 193027200004 | Control Panel with NEMA2 Encl. for Electric Pump Star Delta Open Starter Model FD70 450HP-50HZ-380/415V-3PH, EATON. UL&FM Approved. | FD70 450HP-50HZ-380/415V-3PH, EATON. UL&FM Approved. | 30845.6432 | 113357.7389
TORNATECH |  | 193027200005 | Control Panel with NEMA2 Encl. for Electric Pump Star Delta Open Starter Model FD70 500HP-50HZ-380/415V-3PH, EATON. UL&FM Approved. | FD70 500HP-50HZ-380/415V-3PH, EATON. UL&FM Approved. | 35686.1949 | 131146.7663
Electric Fire Pump Control Panel GPA (DOL) and GPY (Star Delta) 60HZ
TORNATECH |  | 193027200006 | Control Panel with NEMA2 Encl. for Electric Pump DOL Starter Model GPA-10HP-60HZ-380V-3PH, Tornatech. UL&FM Approved. | GPA-10HP-60HZ-380V-3PH, Tornatech. UL&FM Approved. | 5491.069 | 20179.6787
TORNATECH |  | 193027200007 | Control Panel with NEMA2 Encl. for Electric Pump DOL Starter Model GPA-15HP-60HZ-380V-3PH, Tornatech. UL&FM Approved. | GPA-15HP-60HZ-380V-3PH, Tornatech. UL&FM Approved. | 5491.069 | 20179.6787
TORNATECH |  | 193027200008 | Control Panel with NEMA2 Encl. for Electric Pump DOL Starter Model GPA-20HP-60HZ-380V-3PH, Tornatech. UL&FM Approved. | GPA-20HP-60HZ-380V-3PH, Tornatech. UL&FM Approved. | 5491.069 | 20179.6787
TORNATECH |  | 193027200009 | Control Panel with NEMA2 Encl. for Electric Pump DOL Starter Model GPA-25HP-60HZ-380V-3PH, Tornatech. UL&FM Approved. | GPA-25HP-60HZ-380V-3PH, Tornatech. UL&FM Approved. | 5491.069 | 20179.6787
TORNATECH |  | 088001200112 | Control Panel with NEMA2 Encl. for Electric Pump DOL Starter Model GPA-30HP-60HZ-380V-3PH, Tornatech. UL&FM Approved. | GPA-30HP-60HZ-380V-3PH, Tornatech. UL&FM Approved. | 5491.069 | 20179.6787
TORNATECH |  | 088001200073 | Control Panel with NEMA2 Encl. for Electric Pump DOL Starter Model GPA-40HP-60HZ-380V-3PH, Tornatech. UL&FM Approved. | GPA-40HP-60HZ-380V-3PH, Tornatech. UL&FM Approved. | 5491.069 | 20179.6787
TORNATECH |  | 107002200003 | Control Panel with NEMA2 Encl. for Electric Pump DOL Starter Model GPA-50HP-60HZ-380V-3PH, Tornatech. UL&FM Approved. | GPA-50HP-60HZ-380V-3PH, Tornatech. UL&FM Approved. | 5491.069 | 20179.6787
TORNATECH |  | 088001200095 | Control Panel with NEMA2 Encl. for Electric Pump DOL Starter Model GPA-60HP-60HZ-380V-3PH, Tornatech. UL&FM Approved. | GPA-60HP-60HZ-380V-3PH, Tornatech. UL&FM Approved. | 6389.8515 | 23482.7043
TORNATECH |  | 088001200094 | Control Panel with NEMA2 Encl. for Electric Pump DOL Starter Model GPA-75HP-60HZ-380V-3PH, Tornatech. UL&FM Approved. | GPA-75HP-60HZ-380V-3PH, Tornatech. UL&FM Approved. | 6389.8515 | 23482.7043
TORNATECH |  | 088001200061 | Control Panel with NEMA2 Encl. for Electric Pump Star Delta Open Starter Model GPY-100HP-60HZ-380V-3PH, Tornatech. UL&FM Approved. | GPY-100HP-60HZ-380V-3PH, Tornatech. UL&FM Approved. | 8878.7877 | 32629.5447
TORNATECH |  | 088001200020 | Control Panel with NEMA2 Encl. for Electric Pump Star Delta Open Starter Model GPY-125HP-60HZ-380V-3PH, Tornatech. UL&FM Approved. | GPY-125HP-60HZ-380V-3PH, Tornatech. UL&FM Approved. | 9812.1387 | 36059.6098
TORNATECH |  | 088001200057 | Control Panel with NEMA2 Encl. for Electric Pump Star Delta Open Starter Model GPY-150HP-60HZ-380V-3PH, Tornatech. UL&FM Approved. | GPY-150HP-60HZ-380V-3PH, Tornatech. UL&FM Approved. | 11868.9679 | 43618.4571
TORNATECH |  | 088001200076 | Control Panel with NEMA2 Encl. for Electric Pump Star Delta Open Starter Model GPY-200HP-60HZ-380V-3PH, Tornatech. UL&FM Approved. | GPY-200HP-60HZ-380V-3PH, Tornatech. UL&FM Approved. | 12387.4963 | 45524.0488
TORNATECH |  | 193039200005 | Control Panel with NEMA2 Encl. for Electric Pump Star Delta Open Starter Model GPY-250HP-60HZ-380V-3PH, Tornatech. UL&FM Approved. | GPY-250HP-60HZ-380V-3PH, Tornatech. UL&FM Approved. | 15325.8237 | 56322.402
TORNATECH |  | 088001200074 | Control Panel with NEMA2 Encl. for Electric Pump Star Delta Open Starter Model GPY-300HP-60HZ-380V-3PH, Tornatech. UL&FM Approved. | GPY-300HP-60HZ-380V-3PH, Tornatech. UL&FM Approved. | 18004.8869 | 66167.9594
TORNATECH |  | 017009100017 | Control Panel with NEMA2 Encl. for Electric Pump Star Delta Open Starter Model GPY-350HP-60HZ-380V-3PH, Tornatech. UL&FM Approved. | GPY-350HP-60HZ-380V-3PH, Tornatech. UL&FM Approved. | 25787.1335 | 94767.7155
TORNATECH |  | 107004200018 | Control Panel with NEMA2 Encl. for Electric Pump Star Delta Open Starter Model GPY-400HP-60HZ-380V-3PH, Tornatech. UL&FM Approved. | GPY-400HP-60HZ-380V-3PH, Tornatech. UL&FM Approved. | 25787.1335 | 94767.7155
TORNATECH |  | 193027200010 | Control Panel with NEMA2 Encl. for Electric Pump Star Delta Open Starter Model FD70 450HP-60HZ-380V-3PH, EATON. UL&FM Approved. | FD70 450HP-60HZ-380V-3PH, EATON. UL&FM Approved. | 30845.6432 | 113357.7389
TORNATECH |  | 193027200011 | Control Panel with NEMA2 Encl. for Electric Pump Star Delta Open Starter Model FD70 500HP-60HZ-380V-3PH, EATON. UL&FM Approved. | FD70 500HP-60HZ-380V-3PH, EATON. UL&FM Approved. | 35686.1949 | 131146.7663
Options for GPA and GPY Panels
TORNATECH |  | UPGRADE00001 | Upgrade to NEMA 4 assembly 5HP to 60HP for GPA and GPY Models | s | 1166.6888 | 4287.5814
TORNATECH |  | UPGRADE00002 | Upgrade to NEMA 4 assembly 75HP to 300HP for GPA and GPY Models | s | 1771.6386 | 6510.7718
TORNATECH |  | UPGRADE00003 | Upgrade to NEMA 4 assembly 350HP to 400HP for GPA and GPY Models | s | 3093.8859 | 11370.0307
TORNATECH |  | UPGRADE00004 | Upgrade to NEMA 4X assembly stainless steel -304 painted 5HP to 60HP for GPA and GPY Models | s | 5142.073 | 18897.1181
TORNATECH |  | UPGRADE00117 | Upgrade to NEMA 4X assembly stainless steel -304 painted 75HP to 125HP for GPA and GPY Models | s | 6697.6581 | 24613.8933
TORNATECH |  | UPGRADE00005 | Upgrade to NEMA 4X assembly stainless steel -304 painted 150HP to 300HP for GPA and GPY Models | s | 7475.4506 | 27472.281
TORNATECH |  | UPGRADE00006 | Upgrade to NEMA 4X assembly stainless steel -304 painted 350HP to 400HP for GPA and GPY Models | s | 13084.1991 | 48084.4316
TORNATECH |  | UPGRADE00007 | Upgrade to NEMA 3R assembly 5 to 60HP for GPA and GPY Models | s | 328.4013 | 1206.8748
TORNATECH |  | UPGRADE00008 | Upgrade to NEMA 3R assembly 75 to 300HP for GPA and GPY Models | s | 665.4447 | 2445.5094
TORNATECH |  | UPGRADE00009 | Upgrade to NEMA 3R assembly 350 to 400HP for GPA and GPY Models | s | 1162.3678 | 4271.7015
TORNATECH |  | UPGRADE00010 | Upgrade to NEMA 3 assembly 5 to 60HP for GPA and GPY Models | s | 518.5284 | 1905.5917
TORNATECH |  | UPGRADE00011 | Upgrade to NEMA 3 assembly 75 to 300HP for GPA and GPY Models | s | 691.3712 | 2540.789
TORNATECH |  | UPGRADE00012 | Upgrade to NEMA 3 assembly 350 to 400HP for GPA and GPY Models | s | 1209.8995 | 4446.3807
TORNATECH |  | UPGRADE00013 | Upgrade to IP54 assembly 5 to 60HP for GPA and GPY Models | s | 518.5284 | 1905.5917
TORNATECH |  | UPGRADE00118 | Upgrade to IP54 assembly 75 to 300HP for GPA and GPY Models | s | 691.3712 | 2540.789
TORNATECH |  | UPGRADE00119 | Upgrade to IP54 assembly 350 to 400HP for GPA and GPY Models | s | 1209.8995 | 4446.3807
TORNATECH |  | UPGRADE00014 | Upgrade to IP55 assembly 5 to 60HP for GPA and GPY Models | s | 518.5284 | 1905.5917
TORNATECH |  | UPGRADE00120 | Upgrade to IP55 assembly 75 to 300HP for GPA and GPY Models | s | 691.3712 | 2540.789
TORNATECH |  | UPGRADE00121 | Upgrade to IP55 assembly 350 to 400HP for GPA and GPY Models | s | 1209.8995 | 4446.3807
TORNATECH |  | UPGRADE00015 | Upgrade to IP65 assembly 5 to 60HP for GPA and GPY Models | s | 1166.6888 | 4287.5814
TORNATECH |  | UPGRADE00122 | Upgrade to IP65 assembly 75 to 300HP for GPA and GPY Models | s | 1771.6386 | 6510.7718
TORNATECH |  | UPGRADE00123 | Upgrade to IP65 assembly 350 to 400HP for GPA and GPY Models | s | 3093.8859 | 11370.0307
TORNATECH |  | UPGRADE00016 | Upgrade to IP66 assembly 5 to 60HP for GPA and GPY Models | s | 1555.5851 | 5716.7752
TORNATECH |  | UPGRADE00124 | Upgrade to NEMA 12 assembly 5 to 60HP for GPA and GPY Models | s | 712.9765 | 2620.1886
TORNATECH |  | UPGRADE00125 | Upgrade to NEMA 12 assembly 75 to 300HP for GPA and GPY Models | s | 1231.5049 | 4525.7804
TORNATECH |  | UPGRADE00126 | Upgrade to NEMA 12 assembly 350 to 400HP for GPA and GPY Models | s | 2151.8927 | 7908.2057
Diesel Fire Pump Control Panel GPD
TORNATECH |  | 088001200060 | Control Panel with NEMA2 Encl. for Diesel Pump Model GPD-12-220 Tornatech. UL&FM Approved. | GPD-12-220 Tornatech. UL&FM Approved. | 4916.311 | 18067.4429
TORNATECH |  | 088001200063 | Control Panel with NEMA2 Encl. for Diesel Pump Model GPD-24-220 Tornatech. UL&FM Approved. | GPD-24-220 Tornatech. UL&FM Approved. | 5012.8646 | 18422.2773
Options for GPD Panels
TORNATECH |  | UPGRADE00017 | Upgrade to NEMA 3R assembly for GPD Models | s | 305.7529 | 1123.642
TORNATECH |  | UPGRADE00018 | Upgrade to NEMA 4 assembly for GPD Models | s | 1287.3808 | 4731.1243
TORNATECH |  | UPGRADE00019 | Upgrade to NEMA 4X assembly stainless steel-304 painted red for GPD Models | s | 4385.1407 | 16115.3922
TORNATECH |  | UPGRADE00020 | Upgrade to NEMA 4X ENCLOSURE 304 SS STAINLESS STEEL BRUSHED FINISH for GPD Models | s | 4702.9629 | 17283.3886
TORNATECH |  | UPGRADE00021 | Upgrade to NEMA 4X ENCLOSURE 316 SS STAINLESS STEEL PAINTED RED for GPD Models | s | PRICE UPON REQUEST | PRICE UPON REQUEST
TORNATECH |  | UPGRADE00022 | Upgrade to NEMA 4X ENCLOSURE 316 SS STAINLESS STEEL BRUSHED FINISH for GPD Models | s | PRICE UPON REQUEST | PRICE UPON REQUEST
TORNATECH |  | UPGRADE00023 | Upgrade to NEMA 3 assembly for GPD Models | s | 482.7678 | 1774.1716
TORNATECH |  | UPGRADE00024 | Upgrade to IP54 assembly for GPD Models | s | 305.7529 | 1123.642
TORNATECH |  | UPGRADE00025 | Upgrade to IP55 assembly for GPD Models | s | 402.3065 | 1478.4764
TORNATECH |  | UPGRADE00026 | Upgrade to IP65 assembly for GPD Models | s | 563.2291 | 2069.8669
TORNATECH |  | UPGRADE00027 | Upgrade to IP66 assembly for GPD Models | s | 885.0743 | 3252.648
TORNATECH |  | UPGRADE00127 | Upgrade to NEMA 12 assembly for GPD Models | s | 663.8057 | 2439.486
Jockey Pump Control Panel JP3 50HZ
TORNATECH |  | 088001200046 | Control Panel with NEMA2 Encl. for Jockey Pump DOL Starter Model JP3-2HP-50HZ-380/415V-3PH, Tornatech. UL Approved. | JP3-2HP-50HZ-380/415V-3PH, Tornatech. UL Approved. | 1087.8432 | 3997.8239
TORNATECH |  | 088001200059 | Control Panel with NEMA2 Encl. for Jockey Pump DOL Starter Model JP3-3HP-50HZ-380/415V-3PH, Tornatech. UL Approved. | JP3-3HP-50HZ-380/415V-3PH, Tornatech. UL Approved. | 1087.8432 | 3997.8239
TORNATECH |  | 088001200092 | Control Panel with NEMA2 Encl. for Jockey Pump DOL Starter Model JP3-4HP-50HZ-380/415V-3PH, Tornatech. UL Approved. | JP3-4HP-50HZ-380/415V-3PH, Tornatech. UL Approved. | 1087.8432 | 3997.8239
TORNATECH |  | 088001200045 | Control Panel with NEMA2 Encl. for Jockey Pump DOL Starter Model JP3-5.5HP-50HZ-380/415V-3PH, Tornatech. UL Approved. | JP3-5.5HP-50HZ-380/415V-3PH, Tornatech. UL Approved. | 1087.8432 | 3997.8239
TORNATECH |  | 088001200049 | Control Panel with NEMA2 Encl. for Jockey Pump DOL Starter Model JP3-7.5HP-50HZ-380/415V-3PH, Tornatech. UL Approved. | JP3-7.5HP-50HZ-380/415V-3PH, Tornatech. UL Approved. | 1087.8432 | 3997.8239
TORNATECH |  | 088001200047 | Control Panel with NEMA2 Encl. for Jockey Pump DOL Starter Model JP3-10HP-50HZ-380/415V-3PH, Tornatech. UL Approved. | JP3-10HP-50HZ-380/415V-3PH, Tornatech. UL Approved. | 1161.7484 | 4269.4255
TORNATECH |  | 088001200048 | Control Panel with NEMA2 Encl. for Jockey Pump DOL Starter Model JP3-15HP-50HZ-380/415V-3PH, Tornatech. UL Approved. | JP3-15HP-50HZ-380/415V-3PH, Tornatech. UL Approved. | 1161.7484 | 4269.4255
TORNATECH |  | 088001200104 | Control Panel with NEMA2 Encl. for Jockey Pump DOL Starter Model JP3-20HP-50HZ-380/415V-3PH, Tornatech. UL Approved. | JP3-20HP-50HZ-380/415V-3PH, Tornatech. UL Approved. | 1161.7484 | 4269.4255
TORNATECH |  | 088001200101 | Control Panel with NEMA2 Encl. for Jockey Pump DOL Starter Model JP3-25HP-50HZ-380/415V-3PH, Tornatech. UL Approved. | JP3-25HP-50HZ-380/415V-3PH, Tornatech. UL Approved. | 1623.6559 | 5966.9354
TORNATECH |  | 088001200103 | Control Panel with NEMA2 Encl. for Jockey Pump DOL Starter Model JP3-30HP-50HZ-380/415V-3PH, Tornatech. UL Approved. | JP3-30HP-50HZ-380/415V-3PH, Tornatech. UL Approved. | 2307.2789 | 8479.25
TORNATECH |  | 193047200005 | Control Panel with NEMA2 Encl. for Jockey Pump DOL Starter Model JP3-40HP-50HZ-380/415V-3PH, Tornatech. UL Approved. | JP3-40HP-50HZ-380/415V-3PH, Tornatech. UL Approved. | 2353.4697 | 8649.001
TORNATECH |  | 193061200002 | TORNATECH Control Panel With NEMA2 Encl. For Jockey Pump DOL Starter 380/415V, 50HZ, UL Approved |  | 1172.325 | 4308.2944
Jockey Pump Control Panel JP3 60HZ
TORNATECH |  | 126064200177 | Control Panel with NEMA2 Encl. for Jockey Pump DOL Starter Model JP3-2HP-60HZ-380V-3PH, Tornatech. UL Approved. | JP3-2HP-60HZ-380V-3PH, Tornatech. UL Approved. | 1087.8432 | 3997.8239
TORNATECH |  | 193047200004 | Control Panel with NEMA2 Encl. for Jockey Pump DOL Starter Model JP3-3HP-60HZ-380V-3PH, Tornatech. UL Approved. | JP3-3HP-60HZ-380V-3PH, Tornatech. UL Approved. | 1087.8432 | 3997.8239
TORNATECH |  | 193049200005 | Control Panel with NEMA2 Encl. for Jockey Pump DOL Starter Model JP3-4HP-60HZ-380V-3PH, Tornatech. UL Approved. | JP3-4HP-60HZ-380V-3PH, Tornatech. UL Approved. | 1087.8432 | 3997.8239
TORNATECH |  | 088001200062 | Control Panel with NEMA2 Encl. for Jockey Pump DOL Starter Model JP3-5.5HP-60HZ-380V-3PH, Tornatech. UL Approved. | JP3-5.5HP-60HZ-380V-3PH, Tornatech. UL Approved. | 1087.8432 | 3997.8239
TORNATECH |  | 088001200058 | Control Panel with NEMA2 Encl. for Jockey Pump DOL Starter Model JP3-7.5HP-60HZ-380V-3PH, Tornatech. UL Approved. | JP3-7.5HP-60HZ-380V-3PH, Tornatech. UL Approved. | 1087.8432 | 3997.8239
TORNATECH |  | 088001200082 | Control Panel with NEMA2 Encl. for Jockey Pump DOL Starter Model JP3-10HP-60HZ-380V-3PH, Tornatech. UL Approved. | JP3-10HP-60HZ-380V-3PH, Tornatech. UL Approved. | 1161.7484 | 4269.4255
TORNATECH |  | 088001200111 | Control Panel with NEMA2 Encl. for Jockey Pump DOL Starter Model JP3-15HP-60HZ-380V-3PH, Tornatech. UL Approved. | JP3-15HP-60HZ-380V-3PH, Tornatech. UL Approved. | 1161.7484 | 4269.4255
TORNATECH |  | 088001200054 | Control Panel with NEMA2 Encl. for Jockey Pump DOL Starter Model JP3-20HP-60HZ-380V-3PH, Tornatech. UL Approved. | JP3-20HP-60HZ-380V-3PH, Tornatech. UL Approved. | 1161.7484 | 4269.4255
TORNATECH |  | 017009100016 | Control Panel with NEMA2 Encl. for Jockey Pump DOL Starter Model JP3-25HP-60HZ-380V-3PH, Tornatech. UL Approved. | JP3-25HP-60HZ-380V-3PH, Tornatech. UL Approved. | 1623.6559 | 5966.9354
TORNATECH |  | 107003200008 | Control Panel with NEMA2 Encl. for Jockey Pump DOL Starter Model JP3-30HP-60HZ-380V-3PH, Tornatech. UL Approved. | JP3-30HP-60HZ-380V-3PH, Tornatech. UL Approved. | 2307.2789 | 8479.25
TORNATECH |  | 088001200081 | Control Panel with NEMA2 Encl. for Jockey Pump DOL Starter Model JP3-40HP-60HZ-380V-3PH, Tornatech. UL Approved. | JP3-40HP-60HZ-380V-3PH, Tornatech. UL Approved. | 2353.4697 | 8649.001
TORNATECH |  | 193061200003 | TORNATECH Control Panel With NEMA2 Encl. For Jockey Pump DOL Starter 380V, 60HZ, UL Approved |  | 1172.325 | 4308.2944
Options for JP3 Panels
TORNATECH |  | UPGRADE00028 | Upgrade to NEMA 3R assembly for JP3 Models | s | 554.2889 | 2037.0119
TORNATECH |  | UPGRADE00029 | Upgrade to NEMA 3 assembly for JP3 Models | s | 812.9571 | 2987.6174
TORNATECH |  | UPGRADE00030 | Upgrade to NEMA 4 assembly for JP3 Models | s | 1164.0068 | 4277.7249
TORNATECH |  | UPGRADE00031 | Upgrade to NEMA 4x assembly sst-304 painted for JP3 Models | s | 1468.8657 | 5398.0814
TORNATECH |  | UPGRADE00032 | Upgrade to NEMA 4X 304SST ENCLOSURE BRUSHED FINISH for JP3 Models | s | 2956.2077 | 10864.0633
TORNATECH |  | UPGRADE00033 | Upgrade to NEMA 4X 316SST ENCLOSURE PAINTED RED for JP3 Models | s | 3233.3522 | 11882.5692
TORNATECH |  | UPGRADE00034 | Upgrade to NEMA 4X 316SST ENCLOSURE BRUSHED FINISH for JP3 Models | s | PRICE UPON REQUEST | PRICE UPON REQUEST
TORNATECH |  | UPGRADE00035 | Upgrade to IP54 assembly for JP3 Models | s | 739.0519 | 2716.0158
TORNATECH |  | UPGRADE00036 | Upgrade to IP65 assembly for JP3 Models | s | 1219.4357 | 4481.4261
TORNATECH |  | UPGRADE00037 | Upgrade to IP55 assembly for JP3 Models | s | 997.7201 | 3666.6214
TORNATECH |  | UPGRADE00038 | Upgrade to IP66 assembly for JP3 Models | s | 1607.4379 | 5907.3344
TORNATECH |  | UPGRADE00128 | Upgrade to NEMA 12 assembly for JP3 Models | s | 1071.6253 | 3938.2229
Electric Fire Pump Control Panel Soft Starter GPS 50HZ
TORNATECH |  | 193027200012 | Control Panel with NEMA2 Encl. for Electric Pump Soft Starter Model GPS-15HP-50HZ-380/415V-3PH, Tornatech. UL&FM Approved. | GPS-15HP-50HZ-380/415V-3PH, Tornatech. UL&FM Approved. | 10799.7267 | 39688.9955
TORNATECH |  | 193027200013 | Control Panel with NEMA2 Encl. for Electric Pump Soft Starter Model GPS-20HP-50HZ-380/415V-3PH, Tornatech. UL&FM Approved. | GPS-20HP-50HZ-380/415V-3PH, Tornatech. UL&FM Approved. | 10799.7267 | 39688.9955
TORNATECH |  | 193027200014 | Control Panel with NEMA2 Encl. for Electric Pump Soft Starter Model GPS-25HP-50HZ-380/415V-3PH, Tornatech. UL&FM Approved. | GPS-25HP-50HZ-380/415V-3PH, Tornatech. UL&FM Approved. | 10799.7267 | 39688.9955
TORNATECH |  | 193027200015 | Control Panel with NEMA2 Encl. for Electric Pump Soft Starter Model GPS-30HP-50HZ-380/415V-3PH, Tornatech. UL&FM Approved. | GPS-30HP-50HZ-380/415V-3PH, Tornatech. UL&FM Approved. | 10799.7267 | 39688.9955
TORNATECH |  | 193035200003 | Control Panel with NEMA2 Encl. for Electric Pump Soft Starter Model GPS-40HP-50HZ-380/415V-3PH, Tornatech. UL&FM Approved. | GPS-40HP-50HZ-380/415V-3PH, Tornatech. UL&FM Approved. | 10799.7267 | 39688.9955
TORNATECH |  | 193035200004 | Control Panel with NEMA2 Encl. for Electric Pump Soft Starter Model GPS-50HP-50HZ-380/415V-3PH, Tornatech. UL&FM Approved. | GPS-50HP-50HZ-380/415V-3PH, Tornatech. UL&FM Approved. | 12897.6805 | 47398.9759
TORNATECH |  | 107028200003 | Control Panel with NEMA2 Encl. for Electric Pump Soft Starter Model GPS-60HP-50HZ-380/415V-3PH, Tornatech. UL&FM Approved. | GPS-60HP-50HZ-380/415V-3PH, Tornatech. UL&FM Approved. | 12897.6805 | 47398.9759
TORNATECH |  | 107082200001 | Control Panel with NEMA2 Encl. for Electric Pump Soft Starter Model GPS-75HP-50HZ-380/415V-3PH, Tornatech. UL&FM Approved. | GPS-75HP-50HZ-380/415V-3PH, Tornatech. UL&FM Approved. | 12897.6805 | 47398.9759
TORNATECH |  | 088001200107 | Control Panel with NEMA2 Encl. for Electric Pump Soft Starter Model GPS-100HP-50HZ-380/415V-3PH, Tornatech. UL&FM Approved. | GPS-100HP-50HZ-380/415V-3PH, Tornatech. UL&FM Approved. | 13202.8374 | 48520.4276
TORNATECH |  | 088001200106 | Control Panel with NEMA2 Encl. for Electric Pump Soft Starter Model GPS-125HP-50HZ-380/415V-3PH, Tornatech. UL&FM Approved. | GPS-125HP-50HZ-380/415V-3PH, Tornatech. UL&FM Approved. | 14804.9113 | 54408.049
TORNATECH |  | 107028200002 | Control Panel with NEMA2 Encl. for Electric Pump Soft Starter Model GPS-150HP-50HZ-380/415V-3PH, Tornatech. UL&FM Approved. | GPS-150HP-50HZ-380/415V-3PH, Tornatech. UL&FM Approved. | 14804.9113 | 54408.049
TORNATECH |  | 088001200102 | Control Panel with NEMA2 Encl. for Electric Pump Soft Starter Model GPS-200HP-50HZ-380/415V-3PH, Tornatech. UL&FM Approved. | GPS-200HP-50HZ-380/415V-3PH, Tornatech. UL&FM Approved. | 23864.2574 | 87701.1461
TORNATECH |  | 088001200108 | Control Panel with NEMA2 Encl. for Electric Pump Soft Starter Model GPS-250HP-50HZ-380/415V-3PH, Tornatech. UL&FM Approved. | GPS-250HP-50HZ-380/415V-3PH, Tornatech. UL&FM Approved. | 23864.2574 | 87701.1461
TORNATECH |  | 107028200004 | Control Panel with NEMA2 Encl. for Electric Pump Soft Starter Model GPS-300HP-50HZ-380/415V-3PH, Tornatech. UL&FM Approved. | GPS-300HP-50HZ-380/415V-3PH, Tornatech. UL&FM Approved. | 24112.1974 | 88612.3256
TORNATECH |  | 107028200009 | Control Panel with NEMA2 Encl. for Electric Pump Soft Starter Model GPS-350HP-50HZ-380/415V-3PH, Tornatech. UL&FM Approved. | GPS-350HP-50HZ-380/415V-3PH, Tornatech. UL&FM Approved. | 39732.4174 | 146016.6341
TORNATECH |  | 193027200016 | Control Panel with NEMA2 Encl. for Electric Pump Soft Starter Model GPS-400HP-50HZ-380/415V-3PH, Tornatech. UL&FM Approved. | GPS-400HP-50HZ-380/415V-3PH, Tornatech. UL&FM Approved. | 50031.4636 | 183865.6287
Electric Fire Pump Control Panel Soft Starter GPS 60HZ
TORNATECH |  | 193027200017 | Control Panel with NEMA2 Encl. for Electric Pump Soft Starter Model GPS-15HP-60HZ-380V-3PH, Tornatech. UL&FM Approved. | GPS-15HP-60HZ-380V-3PH, Tornatech. UL&FM Approved. | 10799.7267 | 39688.9955
TORNATECH |  | 193027200018 | Control Panel with NEMA2 Encl. for Electric Pump Soft Starter Model GPS-20HP-60HZ-380V-3PH, Tornatech. UL&FM Approved. | GPS-20HP-60HZ-380V-3PH, Tornatech. UL&FM Approved. | 10799.7267 | 39688.9955
TORNATECH |  | 193027200019 | Control Panel with NEMA2 Encl. for Electric Pump Soft Starter Model GPS-25HP-60HZ-380V-3PH, Tornatech. UL&FM Approved. | GPS-25HP-60HZ-380V-3PH, Tornatech. UL&FM Approved. | 10799.7267 | 39688.9955
TORNATECH |  | 193027200020 | Control Panel with NEMA2 Encl. for Electric Pump Soft Starter Model GPS-30HP-60HZ-380V-3PH, Tornatech. UL&FM Approved. | GPS-30HP-60HZ-380V-3PH, Tornatech. UL&FM Approved. | 10799.7267 | 39688.9955
TORNATECH |  | 193027200021 | Control Panel with NEMA2 Encl. for Electric Pump Soft Starter Model GPS-40HP-60HZ-380V-3PH, Tornatech. UL&FM Approved. | GPS-40HP-60HZ-380V-3PH, Tornatech. UL&FM Approved. | 10799.7267 | 39688.9955
TORNATECH |  | 193027200022 | Control Panel with NEMA2 Encl. for Electric Pump Soft Starter Model GPS-50HP-60HZ-380V-3PH, Tornatech. UL&FM Approved. | GPS-50HP-60HZ-380V-3PH, Tornatech. UL&FM Approved. | 12897.6805 | 47398.9759
TORNATECH |  | 193027200023 | Control Panel with NEMA2 Encl. for Electric Pump Soft Starter Model GPS-60HP-60HZ-380V-3PH, Tornatech. UL&FM Approved. | GPS-60HP-60HZ-380V-3PH, Tornatech. UL&FM Approved. | 12897.6805 | 47398.9759
TORNATECH |  | 193027200024 | Control Panel with NEMA2 Encl. for Electric Pump Soft Starter Model GPS-75HP-60HZ-380V-3PH, Tornatech. UL&FM Approved. | GPS-75HP-60HZ-380V-3PH, Tornatech. UL&FM Approved. | 12897.6805 | 47398.9759
TORNATECH |  | 193035200005 | Control Panel with NEMA2 Encl. for Electric Pump Soft Starter Model GPS-100HP-60HZ-380V-3PH, Tornatech. UL&FM Approved. | GPS-100HP-60HZ-380V-3PH, Tornatech. UL&FM Approved. | 13202.8374 | 48520.4276
TORNATECH |  | 193027200025 | Control Panel with NEMA2 Encl. for Electric Pump Soft Starter Model GPS-125HP-60HZ-380V-3PH, Tornatech. UL&FM Approved. | GPS-125HP-60HZ-380V-3PH, Tornatech. UL&FM Approved. | 14804.9113 | 54408.049
TORNATECH |  | 107028200006 | Control Panel with NEMA2 Encl. for Electric Pump Soft Starter Model GPS-150HP-60HZ-380V-3PH, Tornatech. UL&FM Approved. | GPS-150HP-60HZ-380V-3PH, Tornatech. UL&FM Approved. | 14804.9113 | 54408.049
TORNATECH |  | 193035200007 | Control Panel with NEMA2 Encl. for Electric Pump Soft Starter Model GPS-200HP-60HZ-380V-3PH, Tornatech. UL&FM Approved. | GPS-200HP-60HZ-380V-3PH, Tornatech. UL&FM Approved. | 23864.2574 | 87701.1461
TORNATECH |  | 107028200008 | Control Panel with NEMA2 Encl. for Electric Pump Soft Starter Model GPS-250HP-60HZ-380V-3PH, Tornatech. UL&FM Approved. | GPS-250HP-60HZ-380V-3PH, Tornatech. UL&FM Approved. | 23864.2574 | 87701.1461
TORNATECH |  | 193027200026 | Control Panel with NEMA2 Encl. for Electric Pump Soft Starter Model GPS-300HP-60HZ-380V-3PH, Tornatech. UL&FM Approved. | GPS-300HP-60HZ-380V-3PH, Tornatech. UL&FM Approved. | 24112.1974 | 88612.3256
TORNATECH |  | 193027200027 | Control Panel with NEMA2 Encl. for Electric Pump Soft Starter Model GPS-350HP-60HZ-380V-3PH, Tornatech. UL&FM Approved. | GPS-350HP-60HZ-380V-3PH, Tornatech. UL&FM Approved. | 39732.4174 | 146016.6341
TORNATECH |  | 193027200028 | Control Panel with NEMA2 Encl. for Electric Pump Soft Starter Model GPS-400HP-60HZ-380V-3PH, Tornatech. UL&FM Approved. | GPS-400HP-60HZ-380V-3PH, Tornatech. UL&FM Approved. | 50031.4636 | 183865.6287
Electric Fire Pump Control Panel GPA+GPU (DOL) and GPY+GPU (Star Delta) 50HZ with Automatic Power Transfer Switch
TORNATECH |  | 193027200029 | Control Panel with NEMA2 Encl. for Electric Pump DOL Starter with Automatic Power Transfer Switch Model GPA+GPU 10HP-50HZ-380/415V-3PH, Tornatech. UL&FM Approved. | GPA+GPU 10HP-50HZ-380/415V-3PH, Tornatech. UL&FM Approved. | 21079.7005 | 77467.8994
TORNATECH |  | 193027200030 | Control Panel with NEMA2 Encl. for Electric Pump DOL Starter with Automatic Power Transfer Switch Model GPA+GPU 15HP-50HZ-380/415V-3PH, Tornatech. UL&FM Approved. | GPA+GPU 15HP-50HZ-380/415V-3PH, Tornatech. UL&FM Approved. | 21079.7005 | 77467.8994
TORNATECH |  | 193027200031 | Control Panel with NEMA2 Encl. for Electric Pump DOL Starter with Automatic Power Transfer Switch Model GPA+GPU 20HP-50HZ-380/415V-3PH, Tornatech. UL&FM Approved. | GPA+GPU 20HP-50HZ-380/415V-3PH, Tornatech. UL&FM Approved. | 21079.7005 | 77467.8994
TORNATECH |  | 193027200032 | Control Panel with NEMA2 Encl. for Electric Pump DOL Starter with Automatic Power Transfer Switch Model GPA+GPU 25HP-50HZ-380/415V-3PH, Tornatech. UL&FM Approved. | GPA+GPU 25HP-50HZ-380/415V-3PH, Tornatech. UL&FM Approved. | 21079.7005 | 77467.8994
TORNATECH |  | 193027200033 | Control Panel with NEMA2 Encl. for Electric Pump DOL Starter with Automatic Power Transfer Switch Model GPA+GPU 30HP-50HZ-380/415V-3PH, Tornatech. UL&FM Approved. | GPA+GPU 30HP-50HZ-380/415V-3PH, Tornatech. UL&FM Approved. | 21079.7005 | 77467.8994
TORNATECH |  | 193027200034 | Control Panel with NEMA2 Encl. for Electric Pump DOL Starter with Automatic Power Transfer Switch Model GPA+GPU 40HP-50HZ-380/415V-3PH, Tornatech. UL&FM Approved. | GPA+GPU 40HP-50HZ-380/415V-3PH, Tornatech. UL&FM Approved. | 21079.7005 | 77467.8994
TORNATECH |  | 193027200035 | Control Panel with NEMA2 Encl. for Electric Pump DOL Starter with Automatic Power Transfer Switch Model GPA+GPU 50HP-50HZ-380/415V-3PH, Tornatech. UL&FM Approved. | GPA+GPU 50HP-50HZ-380/415V-3PH, Tornatech. UL&FM Approved. | 21079.7005 | 77467.8994
TORNATECH |  | 193027200036 | Control Panel with NEMA2 Encl. for Electric Pump DOL Starter with Automatic Power Transfer Switch Model GPA+GPU 60HP-50HZ-380/415V-3PH, Tornatech. UL&FM Approved. | GPA+GPU 60HP-50HZ-380/415V-3PH, Tornatech. UL&FM Approved. | 22281.2559 | 81883.6154
TORNATECH |  | 107046200001 | Control Panel with NEMA2 Encl. for Electric Pump DOL Starter with Automatic Power Transfer Switch Model GPA+GPU 75HP-50HZ-380/415V-3PH, Tornatech. UL&FM Approved. | GPA+GPU 75HP-50HZ-380/415V-3PH, Tornatech. UL&FM Approved. | 22281.2559 | 81883.6154
TORNATECH |  | 193027200037 | Control Panel with NEMA2 Encl. for Electric Pump Star Delta Open Starter with Automatic Power Transfer Switch Model GPY+GPU 100HP-50HZ-380/415V-3PH, Tornatech. UL&FM Approved. | GPY+GPU 100HP-50HZ-380/415V-3PH, Tornatech. UL&FM Approved. | 25676.1267 | 94359.7655
TORNATECH |  | 193027200038 | Control Panel with NEMA2 Encl. for Electric Pump Star Delta Open Starter with Automatic Power Transfer Switch Model GPY+GPU 125HP-50HZ-380/415V-3PH, Tornatech. UL&FM Approved. | GPY+GPU 125HP-50HZ-380/415V-3PH, Tornatech. UL&FM Approved. | 26706.0313 | 98144.665
TORNATECH |  | 193027200039 | Control Panel with NEMA2 Encl. for Electric Pump Star Delta Open Starter with Automatic Power Transfer Switch Model GPY+GPU 150HP-50HZ-380/415V-3PH, Tornatech. UL&FM Approved. | GPY+GPU 150HP-50HZ-380/415V-3PH, Tornatech. UL&FM Approved. | 29338.0097 | 107817.1858
TORNATECH |  | 193027200040 | Control Panel with NEMA2 Encl. for Electric Pump Star Delta Open Starter with Automatic Power Transfer Switch Model GPY+GPU 200HP-50HZ-380/415V-3PH, Tornatech. UL&FM Approved. | GPY+GPU 200HP-50HZ-380/415V-3PH, Tornatech. UL&FM Approved. | 30921.0113 | 113634.7165
TORNATECH |  | 193027200041 | Control Panel with NEMA2 Encl. for Electric Pump Star Delta Open Starter with Automatic Power Transfer Switch Model GPY+GPU 250HP-50HZ-380/415V-3PH, Tornatech. UL&FM Approved. | GPY+GPU 250HP-50HZ-380/415V-3PH, Tornatech. UL&FM Approved. | 34163.3036 | 125550.1407
TORNATECH |  | 193027200042 | Control Panel with NEMA2 Encl. for Electric Pump Star Delta Open Starter with Automatic Power Transfer Switch Model GPY+GPU 300HP-50HZ-380/415V-3PH, Tornatech. UL&FM Approved. | GPY+GPU 300HP-50HZ-380/415V-3PH, Tornatech. UL&FM Approved. | 41830.3713 | 153726.6145
TORNATECH |  | 193027200043 | Control Panel with NEMA2 Encl. for Electric Pump Star Delta Open Starter with Automatic Power Transfer Switch Model GPY+GPU 350HP-50HZ-380/415V-3PH, Tornatech. UL&FM Approved. | GPY+GPU 350HP-50HZ-380/415V-3PH, Tornatech. UL&FM Approved. | 43499.1982 | 159859.5534
TORNATECH |  | 193027200044 | Control Panel with NEMA2 Encl. for Electric Pump Star Delta Open Starter with Automatic Power Transfer Switch Model GPY+GPU 400HP-50HZ-380/415V-3PH, Tornatech. UL&FM Approved. | GPY+GPU 400HP-50HZ-380/415V-3PH, Tornatech. UL&FM Approved. | 53540.7682 | 196762.3232
Electric Fire Pump Control Panel GPA+GPU (DOL) and GPY+GPU (Star Delta) 60HZ with Automatic Power Transfer Switch
TORNATECH |  | 193027200045 | Control Panel with NEMA2 Encl. for Electric Pump DOL Starter with Automatic Power Transfer Switch Model GPA+GPU 10HP-60HZ-380V-3PH, Tornatech. UL&FM Approved. | GPA+GPU 10HP-60HZ-380V-3PH, Tornatech. UL&FM Approved. | 21079.7005 | 77467.8994
TORNATECH |  | 193027200046 | Control Panel with NEMA2 Encl. for Electric Pump DOL Starter with Automatic Power Transfer Switch Model GPA+GPU 15HP-60HZ-380V-3PH, Tornatech. UL&FM Approved. | GPA+GPU 15HP-60HZ-380V-3PH, Tornatech. UL&FM Approved. | 21079.7005 | 77467.8994
TORNATECH |  | 193027200047 | Control Panel with NEMA2 Encl. for Electric Pump DOL Starter with Automatic Power Transfer Switch Model GPA+GPU 20HP-60HZ-380V-3PH, Tornatech. UL&FM Approved. | GPA+GPU 20HP-60HZ-380V-3PH, Tornatech. UL&FM Approved. | 21079.7005 | 77467.8994
TORNATECH |  | 193027200048 | Control Panel with NEMA2 Encl. for Electric Pump DOL Starter with Automatic Power Transfer Switch Model GPA+GPU 25HP-60HZ-380V-3PH, Tornatech. UL&FM Approved. | GPA+GPU 25HP-60HZ-380V-3PH, Tornatech. UL&FM Approved. | 21079.7005 | 77467.8994
TORNATECH |  | 193027200049 | Control Panel with NEMA2 Encl. for Electric Pump DOL Starter with Automatic Power Transfer Switch Model GPA+GPU 30HP-60HZ-380V-3PH, Tornatech. UL&FM Approved. | GPA+GPU 30HP-60HZ-380V-3PH, Tornatech. UL&FM Approved. | 21079.7005 | 77467.8994
TORNATECH |  | 193027200050 | Control Panel with NEMA2 Encl. for Electric Pump DOL Starter with Automatic Power Transfer Switch Model GPA+GPU 40HP-60HZ-380V-3PH, Tornatech. UL&FM Approved. | GPA+GPU 40HP-60HZ-380V-3PH, Tornatech. UL&FM Approved. | 21079.7005 | 77467.8994
TORNATECH |  | 193027200051 | Control Panel with NEMA2 Encl. for Electric Pump DOL Starter with Automatic Power Transfer Switch Model GPA+GPU 50HP-60HZ-380V-3PH, Tornatech. UL&FM Approved. | GPA+GPU 50HP-60HZ-380V-3PH, Tornatech. UL&FM Approved. | 21079.7005 | 77467.8994
TORNATECH |  | 193032200002 | Control Panel with NEMA2 Encl. for Electric Pump DOL Starter with Automatic Power Transfer Switch Model GPA+GPU 60HP-60HZ-380V-3PH, Tornatech. UL&FM Approved. | GPA+GPU 60HP-60HZ-380V-3PH, Tornatech. UL&FM Approved. | 22281.2559 | 81883.6154
TORNATECH |  | 193027200052 | Control Panel with NEMA2 Encl. for Electric Pump DOL Starter with Automatic Power Transfer Switch Model GPA+GPU 75HP-60HZ-380V-3PH, Tornatech. UL&FM Approved. | GPA+GPU 75HP-60HZ-380V-3PH, Tornatech. UL&FM Approved. | 22281.2559 | 81883.6154
TORNATECH |  | 193027200053 | Control Panel with NEMA2 Encl. for Electric Pump Star Delta Open Starter with Automatic Power Transfer Switch Model GPY+GPU 100HP-60HZ-380V-3PH, Tornatech. UL&FM Approved. | GPY+GPU 100HP-60HZ-380V-3PH, Tornatech. UL&FM Approved. | 25676.1267 | 94359.7655
TORNATECH |  | 193027200054 | Control Panel with NEMA2 Encl. for Electric Pump Star Delta Open Starter with Automatic Power Transfer Switch Model GPY+GPU 125HP-60HZ-380V-3PH, Tornatech. UL&FM Approved. | GPY+GPU 125HP-60HZ-380V-3PH, Tornatech. UL&FM Approved. | 26706.0313 | 98144.665
TORNATECH |  | 193027200055 | Control Panel with NEMA2 Encl. for Electric Pump Star Delta Open Starter with Automatic Power Transfer Switch Model GPY+GPU 150HP-60HZ-380V-3PH, Tornatech. UL&FM Approved. | GPY+GPU 150HP-60HZ-380V-3PH, Tornatech. UL&FM Approved. | 29338.0097 | 107817.1858
TORNATECH |  | 193027200056 | Control Panel with NEMA2 Encl. for Electric Pump Star Delta Open Starter with Automatic Power Transfer Switch Model GPY+GPU 200HP-60HZ-380V-3PH, Tornatech. UL&FM Approved. | GPY+GPU 200HP-60HZ-380V-3PH, Tornatech. UL&FM Approved. | 30921.0113 | 113634.7165
TORNATECH |  | 193027200057 | Control Panel with NEMA2 Encl. for Electric Pump Star Delta Open Starter with Automatic Power Transfer Switch Model GPY+GPU 250HP-60HZ-380V-3PH, Tornatech. UL&FM Approved. | GPY+GPU 250HP-60HZ-380V-3PH, Tornatech. UL&FM Approved. | 34163.3036 | 125550.1407
TORNATECH |  | 193027200058 | Control Panel with NEMA2 Encl. for Electric Pump Star Delta Open Starter with Automatic Power Transfer Switch Model GPY+GPU 300HP-60HZ-380V-3PH, Tornatech. UL&FM Approved. | GPY+GPU 300HP-60HZ-380V-3PH, Tornatech. UL&FM Approved. | 41830.3713 | 153726.6145
TORNATECH |  | 193027200059 | Control Panel with NEMA2 Encl. for Electric Pump Star Delta Open Starter with Automatic Power Transfer Switch Model GPY+GPU 350HP-60HZ-380V-3PH, Tornatech. UL&FM Approved. | GPY+GPU 350HP-60HZ-380V-3PH, Tornatech. UL&FM Approved. | 43499.1982 | 159859.5534
TORNATECH |  | 193027200060 | Control Panel with NEMA2 Encl. for Electric Pump Star Delta Open Starter with Automatic Power Transfer Switch Model GPY+GPU 400HP-60HZ-380V-3PH, Tornatech. UL&FM Approved. | GPY+GPU 400HP-60HZ-380V-3PH, Tornatech. UL&FM Approved. | 53540.7682 | 196762.3232
Options for ATS Panels
TORNATECH |  | UPGRADE00039 | Upgrade to NEMA 4 assembly 5 to 60HP for ATS Models | s | 2574.7615 | 9462.2487
TORNATECH |  | UPGRADE00040 | Upgrade to NEMA 4 assembly 75 to 300HP for ATS Models | s | 3909.8231 | 14368.5998
TORNATECH |  | UPGRADE00041 | Upgrade to NEMA 4 assembly 350 to 400HP for ATS Models | s | 6827.8862 | 25092.4816
TORNATECH |  | UPGRADE00042 | Upgrade to NEMA 4X assembly stainless steel -304 painted 5 to 60HP for ATS Models | s | 11348.0231 | 41703.9848
TORNATECH |  | UPGRADE00129 | Upgrade to NEMA 4X assembly stainless steel -304 painted 75 to 125HP for ATS Models | s | 14781.0385 | 54320.3163
TORNATECH |  | UPGRADE00043 | Upgrade to NEMA 4X assembly stainless steel -304 painted 150 to 300HP for ATS Models | s | 16497.5462 | 60628.4821
TORNATECH |  | UPGRADE00044 | Upgrade to NEMA 4X assembly stainless steel -304 painted 350 to 400HP for ATS Models | s | 28875.4738 | 106117.3664
TORNATECH |  | UPGRADE00045 | Upgrade to NEMA 3R assembly 5 to 60HP for ATS Models | s | 724.7477 | 2663.4478
TORNATECH |  | UPGRADE00046 | Upgrade to NEMA 3R assembly 75 to 300HP for ATS Models | s | 1468.5677 | 5396.9863
TORNATECH |  | UPGRADE00047 | Upgrade to NEMA 3R assembly 350 to 400HP for ATS Models | s | 2565.2254 | 9427.2033
TORNATECH |  | UPGRADE00048 | Upgrade to NEMA 3 assembly 5 to 60HP for ATS Models | s | 1144.3385 | 4205.4438
TORNATECH |  | UPGRADE00049 | Upgrade to NEMA 3 assembly 75 to 300HP for ATS Models | s | 1525.7846 | 5607.2585
TORNATECH |  | UPGRADE00050 | Upgrade to NEMA 3 assembly 350 to 400HP for ATS Models | s | 2670.1231 | 9812.7023
TORNATECH |  | UPGRADE00051 | Upgrade to IP54 assembly 5 to 60HP for ATS Models | s | 1144.3385 | 4205.4438
TORNATECH |  | UPGRADE00130 | Upgrade to IP54 assembly 75 to 300HP for ATS Models | s | 1525.7846 | 5607.2585
TORNATECH |  | UPGRADE00131 | Upgrade to IP54 assembly 350 to 400HP for ATS Models | s | 2670.1231 | 9812.7023
TORNATECH |  | UPGRADE00052 | Upgrade to IP55 assembly 5 to 60HP for ATS Models | s | 1144.3385 | 4205.4438
TORNATECH |  | UPGRADE00132 | Upgrade to IP55 assembly 75 to 300HP for ATS Models | s | 1525.7846 | 5607.2585
TORNATECH |  | UPGRADE00133 | Upgrade to IP55 assembly 350 to 400HP for ATS Models | s | 2670.1231 | 9812.7023
TORNATECH |  | UPGRADE00053 | Upgrade to IP65 assembly 5 to 60HP for ATS Models | s | 2574.7615 | 9462.2487
TORNATECH |  | UPGRADE00134 | Upgrade to IP65 assembly 75 to 300HP for ATS Models | s | 3909.8231 | 14368.5998
TORNATECH |  | UPGRADE00135 | Upgrade to IP65 assembly 350 to 400HP for ATS Models | s | 6827.8862 | 25092.4816
TORNATECH |  | UPGRADE00054 | Upgrade to IP66 assembly for ATS Models | s | PRICE UPON REQUEST | PRICE UPON REQUEST
TORNATECH |  | UPGRADE00136 | Upgrade to NEMA 12 assembly 5 to 60HP for ATS Models | s | 1573.4654 | 5782.4853
TORNATECH |  | UPGRADE00137 | Upgrade to NEMA 12 assembly 75 to 300HP for ATS Models | s | 2717.8038 | 9987.9291
TORNATECH |  | UPGRADE00138 | Upgrade to NEMA 12 assembly 350 to 400HP for ATS Models | s | 4749.0046 | 17452.592
Electric Fire Pump Control Panel Autotransformer Starter GPR 50HZ
TORNATECH |  | 193027200061 | Control Panel with NEMA2 Encl. for Electric Pump Autotransformer Starter Model GPR-100HP-50HZ-380/415V-3PH, Tornatech. UL&FM Approved. | GPR-100HP-50HZ-380/415V-3PH, Tornatech. UL&FM Approved. | 15224.5021 | 55950.045
TORNATECH |  | 193027200062 | Control Panel with NEMA2 Encl. for Electric Pump Autotransformer Starter Model GPR-125HP-50HZ-380/415V-3PH, Tornatech. UL&FM Approved. | GPR-125HP-50HZ-380/415V-3PH, Tornatech. UL&FM Approved. | 15224.5021 | 55950.045
TORNATECH |  | 193027200063 | Control Panel with NEMA2 Encl. for Electric Pump Autotransformer Starter Model GPR-150HP-50HZ-380/415V-3PH, Tornatech. UL&FM Approved. | GPR-150HP-50HZ-380/415V-3PH, Tornatech. UL&FM Approved. | 15224.5021 | 55950.045
TORNATECH |  | 193001200001 | Control Panel with NEMA2 Encl. for Electric Pump Autotransformer Starter Model GPR-200HP-50HZ-380/415V-3PH, Tornatech. UL&FM Approved. | GPR-200HP-50HZ-380/415V-3PH, Tornatech. UL&FM Approved. | 24112.1974 | 88612.3256
TORNATECH |  | 193027200064 | Control Panel with NEMA2 Encl. for Electric Pump Autotransformer Starter Model GPR-250HP-50HZ-380/415V-3PH, Tornatech. UL&FM Approved. | GPR-250HP-50HZ-380/415V-3PH, Tornatech. UL&FM Approved. | 24112.1974 | 88612.3256
TORNATECH |  | 193027200065 | Control Panel with NEMA2 Encl. for Electric Pump Autotransformer Starter Model GPR-300HP-50HZ-380/415V-3PH, Tornatech. UL&FM Approved. | GPR-300HP-50HZ-380/415V-3PH, Tornatech. UL&FM Approved. | 24112.1974 | 88612.3256
TORNATECH |  | 193027200066 | Control Panel with NEMA2 Encl. for Electric Pump Autotransformer Starter Model GPR-350HP-50HZ-380/415V-3PH, Tornatech. UL&FM Approved. | GPR-350HP-50HZ-380/415V-3PH, Tornatech. UL&FM Approved. | 27430.779 | 100808.1127
TORNATECH |  | 193027200067 | Control Panel with NEMA2 Encl. for Electric Pump Autotransformer Starter Model GPR-400HP-50HZ-380/415V-3PH, Tornatech. UL&FM Approved. | GPR-400HP-50HZ-380/415V-3PH, Tornatech. UL&FM Approved. | 36013.3174 | 132348.9416
Electric Fire Pump Control Panel Autotransformer Starter GPR 60HZ
TORNATECH |  | 193027200068 | Control Panel with NEMA2 Encl. for Electric Pump Autotransformer Starter Model GPR-100HP-60HZ-380V-3PH, Tornatech. UL&FM Approved. | GPR-100HP-60HZ-380V-3PH, Tornatech. UL&FM Approved. | 15224.5021 | 55950.045
TORNATECH |  | 126064200178 | Control Panel with NEMA2 Encl. for Electric Pump Autotransformer Starter Model GPR-125HP-60HZ-380V-3PH, Tornatech. UL&FM Approved. | GPR-125HP-60HZ-380V-3PH, Tornatech. UL&FM Approved. | 15224.5021 | 55950.045
TORNATECH |  | 126064200179 | Control Panel with NEMA2 Encl. for Electric Pump Autotransformer Starter Model GPR-150HP-60HZ-380V-3PH, Tornatech. UL&FM Approved. | GPR-150HP-60HZ-380V-3PH, Tornatech. UL&FM Approved. | 15224.5021 | 55950.045
TORNATECH |  | 107101200001 | Control Panel with NEMA2 Encl. for Electric Pump Autotransformer Starter Model GPR-200HP-60HZ-380V-3PH, Tornatech. UL&FM Approved. | GPR-200HP-60HZ-380V-3PH, Tornatech. UL&FM Approved. | 24112.1974 | 88612.3256
TORNATECH |  | 193027200069 | Control Panel with NEMA2 Encl. for Electric Pump Autotransformer Starter Model GPR-250HP-60HZ-380V-3PH, Tornatech. UL&FM Approved. | GPR-250HP-60HZ-380V-3PH, Tornatech. UL&FM Approved. | 24112.1974 | 88612.3256
TORNATECH |  | 193027200070 | Control Panel with NEMA2 Encl. for Electric Pump Autotransformer Starter Model GPR-300HP-60HZ-380V-3PH, Tornatech. UL&FM Approved. | GPR-300HP-60HZ-380V-3PH, Tornatech. UL&FM Approved. | 24112.1974 | 88612.3256
TORNATECH |  | 193027200071 | Control Panel with NEMA2 Encl. for Electric Pump Autotransformer Starter Model GPR-350HP-60HZ-380V-3PH, Tornatech. UL&FM Approved. | GPR-350HP-60HZ-380V-3PH, Tornatech. UL&FM Approved. | 27430.779 | 100808.1127
TORNATECH |  | 193027200072 | Control Panel with NEMA2 Encl. for Electric Pump Autotransformer Starter Model GPR-400HP-60HZ-380V-3PH, Tornatech. UL&FM Approved. | GPR-400HP-60HZ-380V-3PH, Tornatech. UL&FM Approved. | 36013.3174 | 132348.9416
Options for GPS and GPR Panels
TORNATECH |  | UPGRADE00055 | Upgrade to NEMA 4 assembly 5 to 60HP for GPS and GPR Models | s | 1287.3808 | 4731.1243
TORNATECH |  | UPGRADE00056 | Upgrade to NEMA 4 assembly 75 to 300HP for GPS and GPR Models | s | 1954.9115 | 7184.2999
TORNATECH |  | UPGRADE00057 | Upgrade to NEMA 4 assembly 350 to 400HP for GPS and GPR Models | s | 3413.9431 | 12546.2408
TORNATECH |  | UPGRADE00058 | Upgrade to NEMA 4X assembly stainless steel -304 painted 5 to 60HP for GPS and GPR Models | s | 5674.0115 | 20851.9924
TORNATECH |  | UPGRADE00139 | Upgrade to NEMA 4X assembly stainless steel -304 painted 75 to 125HP for GPS and GPR Models | s | 7390.5192 | 27160.1582
TORNATECH |  | UPGRADE00059 | Upgrade to NEMA 4X assembly stainless steel -304 painted 150 to 300HP for GPS and GPR Models | s | 8248.7731 | 30314.2411
TORNATECH |  | UPGRADE00060 | Upgrade to NEMA 4X assembly stainless steel -304 painted 350 to 400HP for GPS and GPR Models | s | 14437.7369 | 53058.6832
TORNATECH |  | UPGRADE00061 | Upgrade to NEMA 3R assembly 5 to 60HP for GPS and GPR Models | s | 362.3738 | 1331.7239
TORNATECH |  | UPGRADE00062 | Upgrade to NEMA 3R assembly 75 to 300HP for GPS and GPR Models | s | 734.2838 | 2698.4931
TORNATECH |  | UPGRADE00063 | Upgrade to NEMA 3R assembly 350 to 400HP for GPS and GPR Models | s | 1282.6127 | 4713.6016
TORNATECH |  | UPGRADE00064 | Upgrade to NEMA 3 assembly 5 to 60HP for GPS and GPR Models | s | 572.1692 | 2102.7219
TORNATECH |  | UPGRADE00065 | Upgrade to NEMA 3 assembly 75 to 300HP for GPS and GPR Models | s | 762.8923 | 2803.6292
TORNATECH |  | UPGRADE00066 | Upgrade to NEMA 3 assembly 350 to 400HP for GPS and GPR Models | s | 1335.0615 | 4906.3512
TORNATECH |  | UPGRADE00067 | Upgrade to IP54 assembly 5 to 60HP for GPS and GPR Models | s | 572.1692 | 2102.7219
TORNATECH |  | UPGRADE00140 | Upgrade to IP54 assembly 75 to 300HP for GPS and GPR Models | s | 762.8923 | 2803.6292
TORNATECH |  | UPGRADE00141 | Upgrade to IP54 assembly 350 to 400HP for GPS and GPR Models | s | 1335.0615 | 4906.3512
TORNATECH |  | UPGRADE00068 | Upgrade to IP55 assembly 5 to 60HP for GPS and GPR Models | s | 572.1692 | 2102.7219
TORNATECH |  | UPGRADE00142 | Upgrade to IP55 assembly 75 to 300HP for GPS and GPR Models | s | 762.8923 | 2803.6292
TORNATECH |  | UPGRADE00143 | Upgrade to IP55 assembly 350 to 400HP for GPS and GPR Models | s | 1335.0615 | 4906.3512
TORNATECH |  | UPGRADE00069 | Upgrade to IP65 assembly 5 to 60HP for GPS and GPR Models | s | 1287.3808 | 4731.1243
TORNATECH |  | UPGRADE00144 | Upgrade to IP65 assembly 75 to 300HP for GPS and GPR Models | s | 1954.9115 | 7184.2999
TORNATECH |  | UPGRADE00145 | Upgrade to IP65 assembly 350 to 400HP for GPS and GPR Models | s | 3413.9431 | 12546.2408
TORNATECH |  | UPGRADE00070 | Upgrade to IP66 assembly for GPS and GPR Models | s | PRICE UPON REQUEST | PRICE UPON REQUEST
TORNATECH |  | UPGRADE00146 | Upgrade to NEMA 12 assembly 5 to 60HP for GPS and GPR Models | s | 735.1034 | 2701.5048
TORNATECH |  | UPGRADE00147 | Upgrade to NEMA 12 assembly 75 to 300HP for GPS and GPR Models | s | 1269.724 | 4666.2356
TORNATECH |  | UPGRADE00148 | Upgrade to NEMA 12 assembly 350 to 400HP for GPS and GPR Models | s | 2218.6756 | 8153.6328
Remote Alarm Panel Apx Series 120V.AC or 220V.AC
TORNATECH |  | 017008200005 | Remote Alarm Panel with NEMA1 Encl. for Single Electric Pump Model APE, Tornatech. UL Approved. | APE, Tornatech. UL Approved. | 1149.1228 | 4223.0261
TORNATECH |  | 107029200014 | Remote Alarm Panel with NEMA1 Encl. for Double Electric Pump Model APEE, Tornatech. UL Approved. | APEE, Tornatech. UL Approved. | 1703.4117 | 6260.038
TORNATECH |  | 017008200006 | Remote Alarm Panel with NEMA1 Encl. for Single Diesel Pump Model APD, Tornatech. UL Approved. | APD, Tornatech. UL Approved. | 1149.1228 | 4223.0261
TORNATECH |  | 193003200063 | Remote Alarm Panel with NEMA1 Encl. for Double Diesel Pump Model APDD, Tornatech. UL Approved. | APDD, Tornatech. UL Approved. | 1703.4117 | 6260.038
TORNATECH |  | 107029200109 | Remote Alarm Panel with NEMA1 Encl. for Electric and Diesel Pump Model APED, Tornatech. UL Approved. | APED, Tornatech. UL Approved. | 1703.4117 | 6260.038
Options for Remote Alarm APx Panels
TORNATECH |  | UPGRADE00071 | Upgrade to NEMA 2 assembly for APx Models | s | 443.4312 | 1629.6095
TORNATECH |  | UPGRADE00072 | Upgrade to NEMA 4 assembly for APx Models | s | 997.7201 | 3666.6214
TORNATECH |  | UPGRADE00073 | Upgrade to NEMA 3 assembly for APx Models | s | 997.7201 | 3666.6214
TORNATECH |  | UPGRADE00074 | Upgrade to IP55 assembly for APx Models | s | 997.7201 | 3666.6214
Diesel Tank and Battery
Item of | LIFECO-UK Item Code | Supplier Item Code | Description |  | LIFECO-UK GP (USD) | LIFECO-UK GP (AED)
LIFECO-UK Standard Single Wall Cylindrical Diesel Tanks
LIFECO-UK | SF-TANKDIESNONUL01 | 074003200262 | LIFECO-UK Tank Diesel 40 Gallon Capacity Cylindrical Single Wall Factory Standard |  | 738.9708 | 2715.7178
LIFECO-UK | SF-TANKDIESNONUL02 | 074003200263 | LIFECO-UK Tank Diesel 90 Gallon Capacity Cylindrical Single Wall Factory Standard |  | 1070.3846 | 3933.6635
LIFECO-UK | SF-TANKDIESNONUL03 | 074003200315 | LIFECO-UK Tank Diesel 150 Gallon Capacity Cylindrical Single Wall Factory Standard |  | 1349.3333 | 4958.8
LIFECO-UK | SF-TANKDIESNONUL04 | 074003200314 | LIFECO-UK Tank Diesel 210 Gallon Capacity Cylindrical Single Wall Factory Standard |  | 1459.6154 | 5364.0865
LIFECO-UK | SF-TANKDIESNONUL05 | 199018200001 | LIFECO-UK Tank Diesel 250 Gallon Capacity Cylindrical Single Wall Factory Standard |  | 2192.6667 | 8058.05
LIFECO-UK | SF-TANKDIESNONUL06 | 106002200005 | LIFECO-UK Tank Diesel 310 Gallon Capacity Cylindrical Single Wall Factory Standard |  | 2424.5833 | 8910.3437
LIFECO-UK | SF-TANKDIESNONUL07 | 126064200180 | LIFECO-UK Tank Diesel 350 Gallon Capacity Cylindrical Single Wall Factory Standard |  | 3204.6667 | 11777.15
LIFECO-UK | SF-TANKDIESNONUL08 | 231007201661 | LIFECO-UK Tank Diesel 400 Gallon Capacity Rectangular Single Wall Factory Standard |  | 3301.375 | 12132.5531
LIFECO-UK | SF-TANKDIESNONUL09 | 231007201662 | LIFECO-UK Tank Diesel 450 Gallon Capacity Rectangular Single Wall Factory Standard |  | 3773 | 13865.775
LIFECO-UK | SF-TANKDIESNONUL10 | 231007201663 | LIFECO-UK Tank Diesel 500 Gallon Capacity Rectangular Single Wall Factory Standard |  | 4312 | 15846.6
LIFECO-UK | SF-TANKDIESNONUL11 | 231007201664 | LIFECO-UK Tank Diesel 550 Gallon Capacity Rectangular Single Wall Factory Standard |  | 4716.25 | 17332.2188
LIFECO-UK |  | 199010200004 | LIFECO-UK TANK DIESEL 600 GALLON CAPACITY CYLINDRICAL SINGLE WALL TYPE, STANDARD APPROVE |  | 5390 | 19808.25
LIFECO-UK UL listed Single Wall Rectangular Diesel Tanks
LIFECO-UK | SF-TANKDIESUL01 | 074003200189 | LIFECO-UK Tank Diesel 40 Gallon Capacity Rectangular Single Wall UL Approved |  | 1106.875 | 4067.7656
LIFECO-UK | SF-TANKDIESUL02 | 047005200179 | LIFECO-UK Tank Diesel 90 Gallon Capacity Rectangular Single Wall UL Approved |  | 1433.6667 | 5268.725
LIFECO-UK | SF-TANKDIESUL03 | 074003200190 | LIFECO-UK Tank Diesel 150 Gallon Capacity Rectangular Single Wall UL Approved |  | 1844.7917 | 6779.6094
LIFECO-UK | SF-TANKDIESUL04 | 074003200191 | LIFECO-UK Tank Diesel 210 Gallon Capacity Rectangular Single Wall UL Approved |  | 2651.2292 | 9743.2672
LIFECO-UK | SF-TANKDIESUL05 | 071004200004 | LIFECO-UK Tank Diesel 250 Gallon Capacity Rectangular Single Wall UL Approved |  | 2877.875 | 10576.1906
LIFECO-UK | SF-TANKDIESUL06 | 071004200005 | LIFECO-UK Tank Diesel 300 Gallon Capacity Rectangular Single Wall UL Approved |  | 3267.9167 | 12009.5938
LIFECO-UK | SF-TANKDIESUL07 | 126064200181 | LIFECO-UK Tank Diesel 350 Gallon Capacity Rectangular Single Wall UL Approved |  | 3605.25 | 13249.2937
LIFECO-UK | SF-TANKDIESUL09 | 231007201665 | LIFECO-UK Tank Diesel 400 Gallon Capacity Rectangular Single Wall UL Approved |  | 3907.75 | 14360.9812
LIFECO-UK | SF-TANKDIESUL10 | 126064200183 | LIFECO-UK Tank Diesel 450 Gallon Capacity Rectangular Single Wall UL Approved |  | 4312 | 15846.6
LIFECO-UK | SF-TANKDIESUL08 | 126064200182 | LIFECO-UK Tank Diesel 500 Gallon Capacity Rectangular Single Wall UL Approved |  | 4743.75 | 17433.2812
LIFECO-UK | SF-TANKDIESUL11 | 231007201666 | LIFECO-UK Tank Diesel 550 Gallon Capacity Rectangular Single Wall UL Approved |  | 5120.5 | 18817.8375
LIFECO-UK |  | 197021200001 | LIFECO-UK 600 Gallon Diesel Tank, Cylindrical Single Wall Type, UL Approved |  | 6468 | 23769.9
Battery for the Diesel Engine Driven Pump
NA | SF-PMPBAT70AH01 | 234036200005 | FIRE PUMP ACCESSORIES, BATTERY 12V, 70 AH MAINTENANCE FREE, STANDARD APPROVE |  | 162.1795 | 596.0096
NA | SF-PMPBAT100AH02 | 234036200002 | FIRE PUMP ACCESSORIES, BATTERY 12V, 100 AH MAINTENANCE FREE, STANDARD APPROVE |  | 227.0513 | 834.4135
NA | SF-PMPBAT150AH03 | 234036200001 | FIRE PUMP ACCESSORIES, BATTERY 12V, 150 AH MAINTENANCE FREE, STANDARD APPROVE |  | 316.25 | 1162.2187
TEFC Motor Upgrade Price
Item of | LIFECO-UK Item Code | Supplier Item Code | Description |  | LIFECO-UK GP (USD) | LIFECO-UK GP (AED)
Motor Upgrade From ODP to TEFC 50Hz
NA | SF-PMPULMOTOR50HZTEFC01 | UPGRADE00075 | Motor Upgrade From UL Listed ODP to UL Listed TEFC 2Pole 15HP 50Hz 380/415V 3 phase |  | 1330.34 | 4888.9993
NA | SF-PMPULMOTOR50HZTEFC02 | UPGRADE00076 | Motor Upgrade From UL Listed ODP to UL Listed TEFC 2Pole 20HP 50Hz 380/415V 3 phase |  | 1177.9588 | 4328.9985
NA | SF-PMPULMOTOR50HZTEFC03 | UPGRADE00077 | Motor Upgrade From UL Listed ODP to UL Listed TEFC 2Pole 25HP 50Hz 380/415V 3 phase |  | 1121.8528 | 4122.8091
NA | SF-PMPULMOTOR50HZTEFC04 | UPGRADE00078 | Motor Upgrade From UL Listed ODP to UL Listed TEFC 2Pole 30HP 50Hz 380/415V 3 phase |  | 564.7519 | 2075.4632
NA | SF-PMPULMOTOR50HZTEFC05 | UPGRADE00079 | Motor Upgrade From UL Listed ODP to UL Listed TEFC 2Pole 40HP 50Hz 380/415V 3 phase |  | 2044.2373 | 7512.572
NA | SF-PMPULMOTOR50HZTEFC06 | UPGRADE00080 | Motor Upgrade From UL Listed ODP to UL Listed TEFC 2Pole 50HP 50Hz 380/415V 3 phase |  | 2022.6796 | 7433.3476
NA | SF-PMPULMOTOR50HZTEFC07 | UPGRADE00081 | Motor Upgrade From UL Listed ODP to UL Listed TEFC 2Pole 60HP 50Hz 380/415V 3 phase |  | 3283.4873 | 12066.8158
NA | SF-PMPULMOTOR50HZTEFC08 | UPGRADE00082 | Motor Upgrade From UL Listed ODP to UL Listed TEFC 2Pole 75HP 50Hz 380/415V 3 phase |  | 2453.9414 | 9018.2348
NA | SF-PMPULMOTOR50HZTEFC09 | UPGRADE00083 | Motor Upgrade From UL Listed ODP to UL Listed TEFC 2Pole 100HP 50Hz 380/415V 3 phase |  | 4724.6499 | 17363.0883
NA | SF-PMPULMOTOR50HZTEFC10 | UPGRADE00084 | Motor Upgrade From UL Listed ODP to UL Listed TEFC 2Pole 125HP 50Hz 380/415V 3 phase |  | 8504.91 | 31255.5442
NA | SF-PMPULMOTOR50HZTEFC11 | UPGRADE00085 | Motor Upgrade From UL Listed ODP to UL Listed TEFC 2Pole 150HP 50Hz 380/415V 3 phase |  | 10351.8133 | 38042.9138
NA | SF-PMPULMOTOR50HZTEFC12 | UPGRADE00086 | Motor Upgrade From UL Listed ODP to UL Listed TEFC 2Pole 200HP 50Hz 380/415V 3 phase |  | 6102.2629 | 22425.8162
NA | SF-PMPULMOTOR50HZTEFC13 | UPGRADE00087 | Motor Upgrade From UL Listed ODP to UL Listed TEFC 2Pole 250HP 50Hz 380/415V 3 phase |  | 7372.4327 | 27093.6903
NA | SF-PMPULMOTOR50HZTEFC14 | UPGRADE00088 | Motor Upgrade From UL Listed ODP to UL Listed TEFC 2Pole 300HP 50Hz 380/415V 3 phase |  | 11291.0028 | 41494.4354
NA | SF-PMPULMOTOR50HZTEFC15 | UPGRADE00089 | Motor Upgrade From UL Listed ODP to UL Listed TEFC 2Pole 350HP 50Hz 380/415V 3 phase |  | 15197.0174 | 55849.039
NA | SF-PMPULMOTOR50HZTEFC16 | UPGRADE00090 | Motor Upgrade From UL Listed ODP to UL Listed TEFC 2Pole 400HP 50Hz 380/415V 3 phase |  | 16535.8654 | 60769.3053
NA | SF-PMPULMOTOR50HZTEFC17 | UPGRADE00091 | Motor Upgrade From UL Listed ODP to UL Listed TEFC 4Pole 300HP 50Hz 380/415V 3 phase |  | 16216.4418 | 59595.4236
NA | SF-PMPULMOTOR50HZTEFC18 | UPGRADE00092 | Motor Upgrade From UL Listed ODP to UL Listed TEFC 4Pole 350HP 50Hz 380/415V 3 phase |  | 16454.9488 | 60471.9367
NA | SF-PMPULMOTOR50HZTEFC19 | UPGRADE00093 | Motor Upgrade From UL Listed ODP to UL Listed TEFC 4Pole 400HP 50Hz 380/415V 3 phase |  | 16213.6942 | 59585.3262
NA | SF-PMPULMOTOR50HZTEFC20 | UPGRADE00094 | Motor Upgrade From UL Listed ODP to UL Listed TEFC 4Pole 450HP 50Hz 380/415V 3 phase |  | 10991.4168 | 40393.4568
NA | SF-PMPULMOTOR50HZTEFC21 | UPGRADE00095 | Motor Upgrade From UL Listed ODP to UL Listed TEFC 4Pole 500HP 50Hz 380/415V 3 phase |  | 6829.3613 | 25097.9027
Motor Upgrade From ODP to TEFC 60Hz
NA | SF-PMPULMOTOR60HZTEFC01 | UPGRADE00096 | Motor Upgrade From UL Listed ODP to UL Listed TEFC 2Pole 15HP 60Hz 380V 3 phase |  | 1330.34 | 4888.9993
NA | SF-PMPULMOTOR60HZTEFC02 | UPGRADE00097 | Motor Upgrade From UL Listed ODP to UL Listed TEFC 2Pole 20HP 60Hz 380V 3 phase |  | 1177.9588 | 4328.9985
NA | SF-PMPULMOTOR60HZTEFC03 | UPGRADE00098 | Motor Upgrade From UL Listed ODP to UL Listed TEFC 2Pole 25HP 60Hz 380V 3 phase |  | 1121.8528 | 4122.8091
NA | SF-PMPULMOTOR60HZTEFC04 | UPGRADE00099 | Motor Upgrade From UL Listed ODP to UL Listed TEFC 2Pole 30HP 60Hz 380V 3 phase |  | 564.7519 | 2075.4632
NA | SF-PMPULMOTOR60HZTEFC05 | UPGRADE00100 | Motor Upgrade From UL Listed ODP to UL Listed TEFC 2Pole 40HP 60Hz 380V 3 phase |  | 2044.2373 | 7512.572
NA | SF-PMPULMOTOR60HZTEFC06 | UPGRADE00101 | Motor Upgrade From UL Listed ODP to UL Listed TEFC 2Pole 50HP 60Hz 380V 3 phase |  | 2022.6796 | 7433.3476
NA | SF-PMPULMOTOR60HZTEFC07 | UPGRADE00116 | Motor Upgrade From UL Listed ODP to UL Listed TEFC 2Pole 60HP 60Hz 380V 3 phase |  | 3283.4873 | 12066.8158
NA | SF-PMPULMOTOR60HZTEFC08 | UPGRADE00102 | Motor Upgrade From UL Listed ODP to UL Listed TEFC 2Pole 75HP 60Hz 380V 3 phase |  | 2453.9414 | 9018.2348
NA | SF-PMPULMOTOR60HZTEFC09 | UPGRADE00103 | Motor Upgrade From UL Listed ODP to UL Listed TEFC 2Pole 100HP 60Hz 380V 3 phase |  | 4724.6499 | 17363.0883
NA | SF-PMPULMOTOR60HZTEFC10 | UPGRADE00104 | Motor Upgrade From UL Listed ODP to UL Listed TEFC 2Pole 125HP 60Hz 380V 3 phase |  | 8504.91 | 31255.5442
NA | SF-PMPULMOTOR60HZTEFC11 | UPGRADE00105 | Motor Upgrade From UL Listed ODP to UL Listed TEFC 2Pole 150HP 60Hz 380V 3 phase |  | 10351.8133 | 38042.9138
NA | SF-PMPULMOTOR60HZTEFC12 | UPGRADE00106 | Motor Upgrade From UL Listed ODP to UL Listed TEFC 2Pole 200HP 60Hz 380V 3 phase |  | 6102.2629 | 22425.8162
NA | SF-PMPULMOTOR60HZTEFC13 | UPGRADE00107 | Motor Upgrade From UL Listed ODP to UL Listed TEFC 2Pole 250HP 60Hz 380V 3 phase |  | 7372.4327 | 27093.6903
NA | SF-PMPULMOTOR60HZTEFC14 | UPGRADE00108 | Motor Upgrade From UL Listed ODP to UL Listed TEFC 2Pole 300HP 60Hz 380V 3 phase |  | 11291.0028 | 41494.4354
NA | SF-PMPULMOTOR60HZTEFC15 | UPGRADE00109 | Motor Upgrade From UL Listed ODP to UL Listed TEFC 2Pole 350HP 60Hz 380V 3 phase |  | 15197.0174 | 55849.039
NA | SF-PMPULMOTOR60HZTEFC16 | UPGRADE00110 | Motor Upgrade From UL Listed ODP to UL Listed TEFC 2Pole 400HP 60Hz 380V 3 phase |  | 16535.8654 | 60769.3053
NA | SF-PMPULMOTOR60HZTEFC17 | UPGRADE00111 | Motor Upgrade From UL Listed ODP to UL Listed TEFC 4Pole 300HP 60Hz 380V 3 phase |  | 16216.4418 | 59595.4236
NA | SF-PMPULMOTOR60HZTEFC18 | UPGRADE00112 | Motor Upgrade From UL Listed ODP to UL Listed TEFC 4Pole 350HP 60Hz 380V 3 phase |  | 16454.9488 | 60471.9367
NA | SF-PMPULMOTOR60HZTEFC19 | UPGRADE00113 | Motor Upgrade From UL Listed ODP to UL Listed TEFC 4Pole 400HP 60Hz 380V 3 phase |  | 16213.6942 | 59585.3262
NA | SF-PMPULMOTOR60HZTEFC20 | UPGRADE00114 | Motor Upgrade From UL Listed ODP to UL Listed TEFC 4Pole 450HP 60Hz 380V 3 phase |  | 10991.4168 | 40393.4568
NA | SF-PMPULMOTOR60HZTEFC21 | UPGRADE00115 | Motor Upgrade From UL Listed ODP to UL Listed TEFC 4Pole 500HP 60Hz 380V 3 phase |  | 6829.3613 | 25097.9027
PUMP ACCESSORIES
Item of | LIFECO-UK Item Code | Supplier Item Code | Description |  | LIFECO-UK GP (USD) | LIFECO-UK GP (AED)
FM APPROVED FIRE PUMP FLOW METERS
GERAND |  | 230002200005 | Flow Meter for Fire Pump System, 2'' dia Grooved inlet and outlet, suitable for GPM 50, Model G-50-2, FM Approve | G-50-2, FM Approve | 988.1667 | 3631.5125
GERAND |  | 074003200346 | Fire Pump Flow Meter Size 2.5" FM Approved for 100 GPM & Below |  | 942.4038 | 3463.3341
GERAND |  | 074003200348 | Fire Pump Flow Meter Size 3" FM Approved for 150 GPM to 200 GPM & Below |  | 1350.9941 | 4964.9033
GERAND |  | 074003200340 | Fire Pump Flow Meter Size 4" FM Approved for 250 GPM to 450 GPM & Below |  | 1383.7208 | 5085.1739
GERAND |  | 074003200341 | Fire Pump Flow Meter Size 6" FM Approved for 500 GPM to 750 GPM & Below |  | 1441.0569 | 5295.8842
GERAND |  | 074003200342 | Fire Pump Flow Meter Size 6" FM Approved for 1000 GPM to 1250 GPM & Below |  | 1441.0569 | 5295.8842
GERAND |  | 074003200344 | Fire Pump Flow Meter Size 8" FM Approved for 1500 GPM to 2500 GPM & Below |  | 2156.5183 | 7925.2046
GERAND |  | 230002200007 | GERAND Flow Meter 8" Grooved Type, Model G-3000-8, Part No. 7122, FM Approved | G-3000-8, Part No. 7122, FM Approved | 2156.5183 | 7925.2046
GERAND |  | 230002200008 | GERAND Flow Meter 10" Grooved Type, Model G-3500-10, Part No. 7127, FM Approved | G-3500-10, Part No. 7127, FM Approved | 2964.5 | 10894.5375
PRESSURE TANKS
x |  | 074003200073 | Pressure Tank Vertical 24 liter capacity |  | 141.9071 | 521.5084
x |  | 074003200086 | Pressure Tank Vertical 60 liter capacity |  | 175.9647 | 646.6704
x |  | 074003200139 | Pressure Tank Vertical 100 liter capacity |  | 429.7903 | 1579.4794
x |  | 074003200251 | Pressure Tank Vertical 200 liter capacity |  | 1354.1987 | 4976.6803
PRESSURE RELIEF VALVE
LIFECO-UK | FFVLV23VETUL3000012 |  | Pressure Relief Valve, FM Approved, 2" DI Body, WP 300 PSI, Flange X Flange ANSI16.1 Class 150FF, Suitable For (250 GPM Pump Rating And Below), LIFECO-UK, Model LF-PRF | LF-PRF | 779.8062 | 2865.7878
LIFECO-UK | FFVLV23VETUL3000013 |  | Pressure Relief Valve, FM Approved, 2.5" DI Body, WP 300 PSI, Flange X Flange ANSI16.1 Class 150FF, Suitable For (300 GPM Pump Rating), LIFECO-UK, Model LF-PRF | LF-PRF | 951.1649 | 3495.531
LIFECO-UK | FFVLV23VETUL3000014 |  | Pressure Relief Valve, FM Approved, 3" DI Body, WP 300 PSI, Flange X Flange ANSI16.1 Class 150FF, Suitable For (400 GPM to 500 GPM Pump Rating), LIFECO-UK, Model LF-PRF | LF-PRF | 1062.9206 | 3906.2331
LIFECO-UK | FFVLV23VETUL3000015 |  | Pressure Relief Valve, FM Approved, 4" DI Body, WP 300 PSI, Flange X Flange ANSI16.1 Class 150FF, Suitable For (750 GPM to 1000 GPM Pump Rating), LIFECO-UK, Model LF-PRF | LF-PRF | 1296.3657 | 4764.1441
LIFECO-UK | FFVLV23VETUL3000016 |  | Pressure Relief Valve, FM Approved, 5" DI Body, WP 300 PSI, Flange X Flange ANSI16.1 Class 150FF, LIFECO-UK, Model LF-PRF | LF-PRF | 1524.844 | 5603.8017
LIFECO-UK | FFVLV23VETUL3000017 |  | Pressure Relief Valve, FM Approved, 6" DI Body, WP 300 PSI, Flange X Flange ANSI16.1 Class 150FF, Suitable For (1250 GPM to 2500 GPM Pump Rating), LIFECO-UK, Model LF-PRF | LF-PRF | 1889.9125 | 6945.4284
LIFECO-UK | FFVLV23VETUL3000018 |  | Pressure Relief Valve, FM Approved, 8" DI Body, WP 300 PSI, Flange X Flange ANSI16.1 Class 150FF, Suitable For (3000 GPM to 5000 GPM Pump Rating), LIFECO-UK, Model LF-PRF | LF-PRF | 2893.23 | 10632.6204
LIFECO-UK | FFVLV23VETUL3000019 |  | Pressure Relief Valve, FM Approved, 10" DI Body, WP 300 PSI, Flange X Flange ANSI16.1 Class 150FF, LIFECO-UK, Model LF-PRF | LF-PRF | 5651.1116 | 20767.835
LIFECO-UK | FFVLV23VETUL3000020 |  | Pressure Relief Valve, FM Approved, 12" DI Body, WP 300 PSI, Flange X Flange ANSI16.1 Class 150FF, LIFECO-UK, Model LF-PRF | LF-PRF | 8295.9957 | 30487.7841
LIFECO-UK |  |  | Pressure Relief Valve, FM Approved, 2" DI Body, WP 300 PSI, Grooved End AWWA C606, Suitable For (250 GPM Pump Rating And Below), LIFECO-UK, Model LF-PRF | LF-PRF | 828.8762 | 3046.12
LIFECO-UK |  |  | Pressure Relief Valve, FM Approved, 2.5" DI Body, WP 300 PSI, Grooved End AWWA C606, Suitable For (300 GPM Pump Rating), LIFECO-UK, Model LF-PRF | LF-PRF | 956.8218 | 3516.32
LIFECO-UK |  |  | Pressure Relief Valve, FM Approved, 3" DI Body, WP 300 PSI, Grooved End AWWA C606, Suitable For (400 GPM to 500 GPM Pump Rating), LIFECO-UK, Model LF-PRF | LF-PRF | 1087.5483 | 3996.74
LIFECO-UK |  |  | Pressure Relief Valve, FM Approved, 4" DI Body, WP 300 PSI, Grooved End AWWA C606, Suitable For (750 GPM to 1000 GPM Pump Rating), LIFECO-UK, Model LF-PRF | LF-PRF | 1176.5605 | 4323.86
LIFECO-UK |  |  | Pressure Relief Valve, FM Approved, 5" DI Body, WP 300 PSI, Grooved End AWWA C606, LIFECO-UK, Model LF-PRF | LF-PRF | 1374.0435 | 5049.61
LIFECO-UK |  |  | Pressure Relief Valve, FM Approved, 6" DI Body, WP 300 PSI, Grooved End AWWA C606, Suitable For (1250 GPM to 2500 GPM Pump Rating), LIFECO-UK, Model LF-PRF | LF-PRF | 1613.2599 | 5928.73
LIFECO-UK |  |  | Pressure Relief Valve, FM Approved, 8" DI Body, WP 300 PSI, Grooved End AWWA C606, Suitable For (3000 GPM to 5000 GPM Pump Rating), LIFECO-UK, Model LF-PRF | LF-PRF | 2048.5551 | 7528.44
LIFECO-UK |  |  | Pressure Relief Valve, FM Approved, 10" DI Body, WP 300 PSI, Grooved End AWWA C606, LIFECO-UK, Model LF-PRF | LF-PRF | 3024.8544 | 11116.34
LIFECO-UK |  |  | Pressure Relief Valve, FM Approved, 12" DI Body, WP 300 PSI, Grooved End AWWA C606, LIFECO-UK, Model LF-PRF | LF-PRF | 5693.6762 | 20924.26
Waste Cone
LIFECO-UK |  | 073012200011 | LIFECO-UK Waste Cone, Size 3”x 4” high quality carbon steel, Red Powder Coating, Sight Glass and Flanged ANSI Class 150FF, Model LF-WC | LF-WC | 681.0058 | 2502.6962
LIFECO-UK |  | 073012200013 | LIFECO-UK Waste Cone, Size 3”x 6” high quality carbon steel, Red Powder Coating, Sight Glass and Flanged ANSI Class 150FF, Model LF-WC | LF-WC | 718.8394 | 2641.7349
LIFECO-UK |  | 073012200009 | LIFECO-UK Waste Cone, Size 4”x 6” high quality carbon steel, Red Powder Coating, Sight Glass and Flanged ANSI Class 150FF, Model LF-WC | LF-WC | 892.8742 | 3281.3128
LIFECO-UK |  | 073012200005 | LIFECO-UK Waste Cone, Size 4”x8” high quality carbon steel, Red Powder Coating, Sight Glass and Flanged ANSI Class 150FF, Model LF-WC | LF-WC | 1059.3423 | 3893.083
LIFECO-UK |  | 073012200003 | LIFECO-UK Waste Cone, Size 6”x8” high quality carbon steel, Red Powder Coating, Sight Glass and Flanged ANSI Class 150FF, Model LF-WC | LF-WC | 1286.3442 | 4727.315
LIFECO-UK |  | 106066200002 | LIFECO-UK Waste Cone, Size 6”x10” high quality carbon steel, Red Powder Coating, Sight Glass and Flanged ANSI Class 150FF, Model LF-WC | LF-WC | 1589.0135 | 5839.6245
LIFECO-UK |  | 106066200003 | LIFECO-UK Waste Cone, Size 8”x10” high quality carbon steel, Red Powder Coating, Sight Glass and Flanged ANSI Class 150FF, Model LF-WC | LF-WC | 1702.5144 | 6256.7405
LIFECO-UK |  | 073012200006 | LIFECO-UK Waste Cone, Size 8”x12” high quality carbon steel, Red Powder Coating, Sight Glass and Flanged ANSI Class 150FF, Model LF-WC | LF-WC | 1891.6827 | 6951.9339
Terminal Box
LIFECO-UK |  | 088002200011 | Terminal Box upto 50HP Fire Pump |  | 262.7643 | 965.659
LIFECO-UK |  | 088002200013 | Terminal Box 60-125 HP Fire Pump |  | 384.0375 | 1411.3378
LIFECO-UK |  | 088002200012 | Terminal Box 150 HP and above Fire Pump |  | 393.47 | 1446.0022
Foot Valve
x |  |  | CIFVFL-63 (C.I Foot Valve Flanged-PN16 -With Rubber Flap-2 1/2") |  | 78.8571 | 289.8
x |  |  | CIFVFL-75 (C.I Foot Valve Flanged-PN16 -with Rubber Flap-3") |  | 97.9129 | 359.83
x |  |  | CIFVFL-100 (C.I Foot Valve Flanged -PN16-with Rubber Flap-4") |  | 162.9714 | 598.92
x |  |  | CIFVFL-150 (C.I Foot Valve Flanged -PN16-with Rubber Flap-6") |  | 228.0272 | 838
x |  |  | CIFVFL-200 (C.I Foot Valve Flanged -PN16-with Rubber Flap-8") |  | 366.6857 | 1347.57
x |  |  | CIFVFL-250 (C.I Foot Valve Flanged -PN16-with Rubber Flap-10") |  | 651.8857 | 2395.68
x |  |  | CIFVFL-300 (C.I Foot Valve Flanged -PN16-with Rubber Flap-12") |  | 852.9714 | 3134.67
Fexible Joint
LIFECO-UK | LF-VLVJFR001 | 073015200009 | Joint Flex Ruber Exp.TYPE 6" Flange |  | 176.7756 | 649.6505
LIFECO-UK | LF-VLVJFR002 | 073015200010 | Joint Flex Ruber Exp.TYPE 2" Flange |  | 44.5994 | 163.9026
LIFECO-UK | LF-VLVJFR004 | 073015200003 | Joint Flex Ruber Exp.TYPE 2.5" Flange |  | 57.2045 | 210.2265
LIFECO-UK | LF-VLVJFR003 | 073016200018 | Joint Flex Ruber Exp. TYPE 8" Flange |  | 243.2692 | 894.0144
LIFECO-UK | LF-VLVJFR005 | 073016200013 | Joint Flex Ruber Exp. TYPE 4" Flange |  | 83.234 | 305.8851
LIFECO-UK | LF-VLVJFR006 | 073015200004 | Joint Flex Ruber Exp. TYPE 3" Flange |  | 68.9263 | 253.3041
LIFECO-UK | LF-VLVJFR007 | 007006020016 | Joint Flex Rubber Exp. TYPE 10" Flange |  | 431.3037 | 1585.0409
UL Listed Diesel Engine Instrumental Panel
SFFECO | SF-PMPST433 | 088001200096 | Black Stallion Diesel Engine Instrumentation Panel 12 VDC |  | 1617 | 5942.475
SFFECO | SF-PMPST434 | 088001200097 | Black Stallion Diesel Engine Instrumentation Panel 24 VDC |  | 1617 | 5942.475
Misc. General Trading Item
Item of | LIFECO-UK Item Code | Supplier Item Code | Description |  | LIFECO-UK GP (USD) | LIFECO-UK GP (AED)
Gate Valves
x |  | 0 | VALVE GATE 1/2" SCREW BRASS TYPE, PN 20 |  | 18.8985 | 69.4518
x |  | 126064200296 | VALVE GATE 1" SCREW BRASS TYPE, PN 20 |  | 18.8985 | 69.4518
x |  | 073002200307 | VALVE GATE 1.25" SCREW BRASS TYPE, PN 20 |  | 31.7803 | 116.7925
x |  | 073002200017 | Valve Gate 1.5" Screw Brass (W/P below 20 Bar) |  | 47.8429 | 175.8228
x |  | 073002200011 | Valve Gate 2" Screw Brass (W/P below 20 Bar) |  | 50.423 | 185.3044
x |  | 073002200014 | Valve Gate 2.5" Screw Brass (W/P below 20 Bar) |  | 150.016 | 551.3089
Ball Valves
x |  | 073004200007 | Ball Valve 0.5" Threaded Brass (W/P below 25 Bar) |  | 9.5341 | 35.0377
x |  | 073004200055 | Ball Valve 3/4" Threaded Brass (W/P below 25 Bar) |  | 12.7121 | 46.717
x |  | 154003200001 | Ball Valve 1" Threaded Brass (W/P below 25 Bar) |  | 15.8901 | 58.3962
x |  | 073002200006 | Ball Valve 1.25" Threaded Brass (W/P below 25 Bar) |  | 23.8352 | 87.5944
x |  | 073004200045 | Ball Valve 1.5" Threaded Brass (W/P below 25 Bar) |  | 31.7803 | 116.7925
x |  | 126064200069 | Ball Valve 2" Threaded Brass (W/P below 25 Bar) |  | 39.734 | 146.0224
x |  | 073004200022 | Ball Valve 2.5" Threaded Brass (W/P below 25 Bar) |  | 97.3077 | 357.6058
Check Valves
x |  | 073006200009 | Valve Check Spring Type Threaded 2" Brass |  | 40.5449 | 149.0024
x |  | 106003200005 | Check Valve 1/2" Threaded Type PN20 rated |  | 16.2179 | 59.601
x |  | 126064200299 | Check Valve 1" Threaded Type PN20 rated |  | 40.5449 | 149.0024
x |  | 106003200006 | Check Valve 1.25" Threaded Type PN20 rated |  | 68.9263 | 253.3041
x |  | 234008200010 | Check Valve 1.5" Threaded Type PN20 rated |  | 77.0353 | 283.1046
PRESSURE REDUCING VALVE PILOT OPERATED
LIFECO-UK | FFVLV23VETUL3000003 |  | Pressure Reducing Valve, Pilot Operated, FM Approved, 2" DI Body, WP 300 PSI, Flange X Flange ANSI16.1 Class 150FF, LIFECO-UK, Model LF-PRC | LF-PRC | 763.6637 | 2806.4642
LIFECO-UK | FFVLV23VETUL3000004 |  | Pressure Reducing Valve, Pilot Operated, FM Approved, 2.5" DI Body, WP 300 PSI, Flange X Flange ANSI16.1 Class 150FF, LIFECO-UK, Model LF-PRC | LF-PRC | 932.539 | 3427.0807
LIFECO-UK | FFVLVWFFLG10533001 |  | Pressure Reducing Valve, Pilot Operated, FM Approved, 3" DI Body, WP 300 PSI, Flange X Flange ANSI16.1 Class 150FF, LIFECO-UK, Model LF-PRC | LF-PRC | 1043.0529 | 3833.2194
LIFECO-UK | FFVLVWFFLG10533002 |  | Pressure Reducing Valve, Pilot Operated, FM Approved, 4" DI Body, WP 300 PSI, Flange X Flange ANSI16.1 Class 150FF, LIFECO-UK, Model LF-PRC | LF-PRC | 1270.2894 | 4668.3136
LIFECO-UK | FFVLV23VETUL3000007 |  | Pressure Reducing Valve, Pilot Operated, FM Approved, 5" DI Body, WP 300 PSI, Flange X Flange ANSI16.1 Class 150FF, LIFECO-UK, Model LF-PRC | LF-PRC | 1495.0425 | 5494.2811
LIFECO-UK | FFVLVWFFLG10533003 |  | Pressure Reducing Valve, Pilot Operated, FM Approved, 6" DI Body, WP 300 PSI, Flange X Flange ANSI16.1 Class 150FF, LIFECO-UK, Model LF-PRC | LF-PRC | 1853.9023 | 6813.0911
LIFECO-UK | FFVLVWFFLG10533004 |  | Pressure Reducing Valve, Pilot Operated, FM Approved, 8" DI Body, WP 300 PSI, Flange X Flange ANSI16.1 Class 150FF, LIFECO-UK, Model LF-PRC | LF-PRC | 2836.1105 | 10422.706
LIFECO-UK | FFVLV23VETUL3000010 |  | Pressure Reducing Valve, Pilot Operated, FM Approved, 10" DI Body, WP 300 PSI, Flange X Flange ANSI16.1 Class 150FF, LIFECO-UK, Model LF-PRC | LF-PRC | 5540.5976 | 20361.6963
LIFECO-UK | FFVLV23VETUL3000011 |  | Pressure Reducing Valve, Pilot Operated, 12" DI Body, WP 300 PSI, Flange X Flange ANSI16.1 Class 150FF, LIFECO-UK, Model LF-PRC | LF-PRC | 8133.3291 | 29889.9844
LIFECO-UK |  |  | LIFECO-UK Pressure Reducing Valve, Pilot Operated, FM Approved, 2" DI Body, WP 300 PSI, Grooved, Model LF-PRC | LF-PRC | 763.6637 | 2806.4642
LIFECO-UK |  |  | LIFECO-UK Pressure Reducing Valve, Pilot Operated, FM Approved, 2.5" DI Body, WP 300 PSI, Grooved, Model LF-PRC | LF-PRC | 932.539 | 3427.0807
LIFECO-UK |  |  | LIFECO-UK Pressure Reducing Valve, Pilot Operated, FM Approved, 3" DI Body, WP 300 PSI, Grooved, Model LF-PRC | LF-PRC | 1043.0529 | 3833.2194
LIFECO-UK |  |  | LIFECO-UK Pressure Reducing Valve, Pilot Operated, FM Approved, 4" DI Body, WP 300 PSI, Grooved, Model LF-PRC | LF-PRC | 1270.2894 | 4668.3136
LIFECO-UK |  |  | LIFECO-UK Pressure Reducing Valve, Pilot Operated, FM Approved, 5" DI Body, WP 300 PSI, Grooved, Model LF-PRC | LF-PRC | 1495.0425 | 5494.2811
LIFECO-UK |  |  | LIFECO-UK Pressure Reducing Valve, Pilot Operated, FM Approved, 6" DI Body, WP 300 PSI, Grooved, Model LF-PRC | LF-PRC | 1853.9023 | 6813.0911
LIFECO-UK |  |  | LIFECO-UK Pressure Reducing Valve, Pilot Operated, FM Approved, 8" DI Body, WP 300 PSI, Grooved, Model LF-PRC | LF-PRC | 2836.1105 | 10422.706
LIFECO-UK |  |  | LIFECO-UK Pressure Reducing Valve, Pilot Operated, FM Approved, 10" DI Body, WP 300 PSI, Grooved, Model LF-PRC | LF-PRC | 5540.5976 | 20361.6963
LIFECO-UK |  |  | LIFECO-UK Pressure Reducing Valve, Pilot Operated, 12" DI Body, WP 300 PSI, Grooved, Model LF-PRC | LF-PRC | 8133.3291 | 29889.9844
Breaching Inlet, Air Release, Preesure Release, & Landing Valves
Item of | LIFECO-UK Item Code | Supplier Item Code | Description |  | LIFECO-UK GP (USD) | LIFECO-UK GP (AED)
Breaching Inlet
SFFECO |  | 013020200014 | 2-Way Breeching Inlet with Flanged outlet, KM Approved, SFFECO Model SFD-K100-2WBI | SFD-K100-2WBI | 272.3634 | 1000.9356
SFFECO |  | 013020200015 | 4-Way Breeching Inlet with Flanged outlet, KM Approved, SFFECO Model SFD-K150-4WBI | SFD-K150-4WBI | 502.8248 | 1847.8812
LIFECO-UK |  | 013020010002 | Valve, Breeching Inlet, Two Way, 4"X2.5"X2.5", Cast Iron, Red Painted, Flanged Inlet & Instantaneous Outlet, With Plastic Cap and Chain, Non KiteMarked, LIFECO-UK, Model LWR 095 | LWR 095 | 208.6474 | 766.7793
LIFECO-UK |  | 013020200011 | Valve, Breeching Inlet, Four Way, 6"X2.5"X2.5"X2.5"X2.5", Cast Iron, Red Painted, Flanged Inlet & Instantaneous Outlet, With Plastic Cap and Chain, Non Kitemarked, LIFECO-UK, Model LWR 115 | LWR 115 | 359.1218 | 1319.7726
LIFECO-UK NON KM Valve Landing Type
LIFECO-UK |  | 013019010011 | Valve Landing Oblique Type 2.5" Size, Brass, Red Painted. Threaded Inlet and Instantaneous Coupling Outlet, with Hand Wheel, Plastic Cap and Chain, Standard approval, LIFECO-UK,Model LDR 097 | LDR 097 | 107.8 | 396.165
LIFECO-UK |  | 013019010009 | Valve Landing Oblique Type 2.5" Size. Brass, Red Painted. Flanged Inlet and Instantaneous Coupling Outlet, with Handwheel, Plastic Cap and Chain, Standard approval, LIFECO-UK,Model LDR 098 | LDR 098 | 165.2115 | 607.1524
LIFECO-UK |  | 013019200014 | Valve Landing Straight Through 2.5" Size, Brass, Red Painted, Threaded Inlet and Instantaneous Coupling Outlet, with Handwheel, Plastic Cap and Chain, LIFECO-UK,Model LDR107 | LDR107 | 137.9633 | 507.015
LIFECO-UK |  | 013019200009 | Valve Landing Straight Through 2.5" Size, Brass, Red Painted, Flanged Inlet and Instantaneous Coupling Outlet, with Handwheel, Plastic Cap and Chain, LIFECO-UK,Model LDR108 | LDR108 | 162.2253 | 596.1781
LIFECO-UK |  | 013019200019 | Valve Pressure Regulating 'E' Type 2.5" Size, Brass, Red Painted, Flanged End, with Handwheel, Plastic Cap and Chain, LIFECO-UK,Model LWR 120 | LWR 120 | 343.6125 | 1262.7759
LIFECO-UK |  | 073018200038 | Valve Pressure Regulating 'E' Type 2.5" Size, Brass, Red Painted, Screw Type, with Handwheel, Plastic Cap and Chain, Standard, LIFECO-UK,Model LWR 121 | LWR 121 | 289.7125 | 1064.6934
Pressure Regulating / Reducing Valve
LIFECO-UK |  | 126064200184 | Pressure Reducing Valve 3/4” (19 mm), Brass, WP inlet up to 20 Bar (290 psi), outlet between 1 to 5 bar(14.5 to 72.5 psi), inlet NPT, outlet NPT, LIFECO-UK, Model LF-PRV-3/4-NPT. | LF-PRV-3/4-NPT. |  | 0
LIFECO-UK |  | 126064200185 | Pressure Reducing Valve 1/2” (12.7 mm), Brass, WP inlet up to 20 Bar (290 psi), outlet between 1 to 5 bar(14.5 to 72.5 psi), inlet NPT, outlet NPT, LIFECO-UK, Model LF-PRV-1/2-NPT. | LF-PRV-1/2-NPT. |  | 0
LIFECO-UK |  | 073018200004 | Pressure Reducing Valve 1” (25 mm), Brass, WP inlet up to 20 Bar (290 psi), outlet between 1 to 5 bar(14.5 to 72.5 psi), inlet BSP, outlet BSP, LIFECO-UK, Model LF-PRV-1-BSP. | LF-PRV-1-BSP. | 37.29 | 137.0407
LIFECO-UK |  | 073018200009 | Pressure Reducing Valve 1.5” (38 mm), Brass, WP inlet up to 20 Bar (290 psi), outlet between 1 to 5 bar(14.5 to 72.5 psi), inlet NPT, outlet NPT, LIFECO-UK, Model LF-PRV-1.5-NPT. | LF-PRV-1.5-NPT. | 51.1234 | 187.8784
LIFECO-UK |  | 073018200051 | Pressure Reducing Valve 2”(50 mm), Brass, WP inlet up to 20 Bar (290 psi), outlet between 1 to 4.5 bar(14.5 to 65 psi), inlet BSP, outlet BSP, LIFECO-UK,Model LF-PRV-2-BSP. | LF-PRV-2-BSP. | 55.3335 | 203.3507
LIFECO-UK |  | 126064200186 | Pressure Reducing Valve 2” (50 Mm), Brass, WP Inlet Up To 20 Bar (290 Psi), Outlet Between 1 To 4 Bar(14.5 To 58 Psi), Inlet NPT, Outlet NPT, LIFECO-UK,Model LF-PRV-2-NPT. | LF-PRV-2-NPT. |  | 0
LIFECO-UK Air Release Valve
LIFECO-UK |  |  | LIFECO-UK Air Release Valve, Size 1”, Working Pressure 175 PSI, UL/FM Approved, Model LF-ARV | LF-ARV | 165 | 606.375
LIFECO-UK |  | 074003200087 | LIFECO-UK Air Release Valve, 1” Ø, Standard, Model LWR104 | LWR104 | 16.4798 | 60.5632
LIFECO-UK |  | 074003200232 | LIFECO-UK Air Release Valve, 3/4” Ø, Standard, Model LWR103 | LWR103 | 20.7098 | 76.1086
SFFECO Air Release Valve Listed FM Approved
SFFECO |  | 106015200001 | Air Release Valve 1/2” NPT, Pressure Rating 200 psi, FM Approved,,Model SF-ARV-15 | SF-ARV-15 | 231.542 | 850.9167
SFFECO |  | 234034200001 | Air Release Valve 3/4” NPT, Pressure Rating 200 psi, FM Approved,,Model SF-ARV-20 | SF-ARV-20 | 231.542 | 850.9167
SFFECO |  | 106015200002 | Air Release Valve 1” NPT, Pressure Rating 200 psi, FM Approved,,Model SF-ARV-25 | SF-ARV-25 | 231.542 | 850.9167
Lock Shield Valve Non Listed
LIFECO-UK |  | 010008020004 | Lock Shield Valve with key, Standard, LIFECO-UK, Model LF-LSV | LF-LSV | 17.7822 | 65.3496
KM Landing Valves
SFFECO |  | 013019200041 | Valve Landing right-Angle pattern globe type Flanged inlet 2.5" Kitemarked SFFECO Model SFD-K65-RLVF | SFD-K65-RLVF | 299.3005 | 1099.9293
SFFECO |  | 013019200042 | Valve Landing right-Angle pattern globe type Screwed inlet 2.5" Kitemarked SFFECO Model SFD-K65-RLVS | SFD-K65-RLVS | 185.5663 | 681.9561
SFFECO |  | 073018200052 | Valve Landing PRV ("E" Type) Bib nose pattern globe type Flanged inlet 2.5" Kitemarked (With outlet Flow & Pressure 130 to 135 GPM @ 4 to 4.5 Bar Max) SFFECO Model SFD-K65-PRVF | SFD-K65-PRVF | 489.3563 | 1798.3844
SFFECO |  | 073017200007 | Valve Landing PRV ("E" Type) Bib nose pattern globe type Screwed inlet 2.5" Kitemarked (With outlet Flow & Pressure 130 to 135 GPM @ 4 to 4.5 Bar Max) SFFECO Model SFD-K65-PRVS | SFD-K65-PRVS | 372.8999 | 1370.4071
SFFECO |  | 013019200044 | Valve Landing Straight horizontal pattern globe type Screwed inlet 2.5" Kitemarked SFFECO Model SFD-K65-SLVS | SFD-K65-SLVS | 240.9369 | 885.4431
SFFECO |  | 013019200047 | Valve Landing Straight horizontal pattern globe type Flanged inlet 2.5" Kitemarked SFFECO Model SFD-K65-SLVF | SFD-K65-SLVF | 293.2076 | 1077.5378
SFFECO |  | 013019200048 | Valve Landing Bib Nose pattern globe type Screwed inlet 2.5" Kitemarked SFFECO Model SFD-K65-BLVS | SFD-K65-BLVS | 230.4614 | 846.9455
SFFECO |  | 013019200051 | Valve Landing Bib Nose pattern globe type Flanged inlet 2.5" Kitemarked SFFECO Model SFD-K65-BLVF | SFD-K65-BLVF | 302.2293 | 1110.6929
SFFECO |  | 013019200036 | Valve Oblique Landing pattern globe type Flanged inlet 2.5" Kitemarked SFFECO Model SFD-K65-OLVF | SFD-K65-OLVF | 249.2875 | 916.1316
SFFECO |  | 130004200013 | Valve Oblique Landing pattern globe type with a male screwed inlet 2.5" Kitemarked SFFECO Model SFD-K65-OLVST | SFD-K65-OLVST | 193.0488 | 709.4544
LIFECO-UK STANDARD CABINETS
Item of | LIFECO-UK Item Code | Supplier Item Code | Description |  | LIFECO-UK GP (USD) | LIFECO-UK GP (AED)
LF300 GROUP: RUBBER HOSE REEL, SURFACE TYPE
LIFECO-UK |  | 033019200003 | Hose Reel Cabinet, Manual 1" x 30 M Long Rubber Hose with 1" Plastic Nozzle & Ball Valve, Surface Type, Made of Full 1mm Galvanized Steel Red Painted, Size (800x800x230mm), LIFECO-UK,Model LF300 RSD | LF300 RSD | 437.3122 | 1607.1224
LIFECO-UK |  | 033019200002 | Hose Reel Cabinet, Automatic 1" x 30 M Long Rubber Hose with 1" Plastic Nozzle & Ball Valve, Surface Type, Made of Full 1mm Galvanized Steel Red Painted, Size (800x800x250mm), LIFECO-UK,Model LF300A RSD | LF300A RSD | 490.2018 | 1801.4917
LIFECO-UK |  | 033013200002 | Hose Reel Cabinet, Manual 1" x 30 M Long Rubber Hose with 1" Plastic Nozzle & Ball Valve, Surface Type, Back Box 1mm Galvanized Steel Red Painted, FrameLess Door 1mm Stainless Steel Hairline Finish 304, Size (800x800x230mm), LIFECO-UK,Model LF300 RSSD | LF300 RSSD | 601.3997 | 2210.1439
LIFECO-UK |  | 033019200005 | Hose Reel Cabinet, Automatic 1" x 30 M Long Rubber Hose with 1" Plastic Nozzle & Ball Valve, Surface Type, Back Box 1mm Galvanized Steel Red Painted, FrameLess Door 1mm Stainless Steel Hairline Finish 304, Size (800x800x250mm), LIFECO-UK,Model LF300A RSSD | LF300A RSSD | 655.0525 | 2407.3179
LIFECO-UK |  | 033014020006 | Hose Reel Cabinet, Manual 1" x 30 M Long Rubber Hose with 1" Plastic Nozzle & Ball Valve, Surface Type, Made of Full 1mm Stainless Steel Hairline Finish 304, Size (800x800x230mm), LIFECO-UK,Model LF300 SSSD | LF300 SSSD | 676.1931 | 2485.0095
LIFECO-UK |  | 033020020003 | Hose Reel Cabinet, Automatic 1" x 30 M Long Rubber Hose with 1" Plastic Nozzle & Ball Valve, Surface Type, Made of Full 1mm Stainless Steel Hairline Finish 304, Size (800x800x250mm), LIFECO-UK,Model LF300A SSSD | LF300A SSSD | 728.3195 | 2676.574
LF300 GROUP: RUBBER HOSE REEL, RECESSED TYPE
LIFECO-UK |  | 033015200002 | Hose Reel Cabinet, Manual 1" x 30 M Long Rubber Hose with 1" Plastic Nozzle & Ball Valve, Recessed Type, Made of Full 1mm Galvanized Steel Red Painted, Size (800x800x230mm), LIFECO-UK,Model LF300 RSD | LF300 RSD | 437.3122 | 1607.1224
LIFECO-UK |  | 033021200001 | Hose Reel Cabinet, Automatic 1" x 30 M Long Rubber Hose with 1" Plastic Nozzle & Ball Valve, Recessed Type, Made of Full 1mm Galvanized Steel Red Painted, Size (800x800x250mm), LIFECO-UK,Model LF300A RSD | LF300A RSD | 490.2018 | 1801.4917
LIFECO-UK |  | 033015200003 | Hose Reel Cabinet, Manual 1" x 30 M Long Rubber Hose with 1" Plastic Nozzle & Ball Valve, Recessed Type, Back Box 1mm Galvanized Steel Red Painted, Door & Frame 1mm Stainless Steel Hairline Finish 304, Size (800x800x230mm), LIFECO-UK,Model LF300 RSSD | LF300 RSSD | 601.3997 | 2210.1439
LIFECO-UK |  | 033022200001 | Hose Reel Cabinet, Automatic 1" x 30 M Long Rubber Hose with 1" Plastic Nozzle & Ball Valve, Recessed Type, Back Box 1mm Galvanized Steel Red Painted, Door & Frame 1mm Stainless Steel Hairline Finish 304, Size (800x800x250mm), LIFECO-UK,Model LF300A RSSD | LF300A RSSD | 655.0525 | 2407.3179
LIFECO-UK |  | 033016200001 | Hose Reel Cabinet, Manual 1" x 30 M Long Rubber Hose with 1" Plastic Nozzle & Ball Valve, Recessed Type, Made of Full 1mm Stainless Steel Hairline Finish 304, Size (800x800x230mm), LIFECO-UK,Model LF300 SSSD | LF300 SSSD | 676.1931 | 2485.0095
LIFECO-UK |  | 033022200002 | Hose Reel Cabinet, Automatic 1" x 30 M Long Rubber Hose with 1" Plastic Nozzle & Ball Valve, Recessed Type, Made of Full 1mm Stainless Steel Hairline Finish 304, Size (800x800x250mm), LIFECO-UK,Model LF300A SSSD | LF300A SSSD | 728.3195 | 2676.574
LF600 GROUP: RUBBER HOSE REEL, SURFACE TYPE
LIFECO-UK |  | 033032200002 | Hose Reel Cabinet, Horizontal Double Compartments, Manual 1" x 30 M Long Rubber Hose with 1" Plastic Nozzle & Ball Valve, Space for Fire Extinguisher, Surface Type, Made of Full 1mm Galvanized Steel Red Painted, Size (1050x800x230mm), LIFECO-UK,Model LF600 RSD | LF600 RSD | 499.8944 | 1837.112
LIFECO-UK |  | 033039010008 | Hose Reel Cabinet, Horizontal Double Compartments, Automatic 1" x 30 M Long Rubber Hose with 1" Plastic Nozzle & Ball Valve, Space for Fire Extinguisher, Surface Type, Made of Full 1mm Galvanized Steel Red Painted, Size (1050x800x250mm), LIFECO-UK,Model LF600A RSD | LF600A RSD | 552.0208 | 2028.6765
LIFECO-UK |  | 033033010016 | Hose Reel Cabinet, Horizontal Double Compartments, Manual 1" x 30 M Long Rubber Hose with 1" Plastic Nozzle & Ball Valve, Space for Fire Extinguisher, Surface Type, Back Box 1mm Galvanized Steel Red Painted, Frameless Doors 1mm Stainless Steel Hairline Finish 304, Size (1050x800x230mm), LIFECO-UK,Model LF600 RSSD | LF600 RSSD | 713.5897 | 2622.4423
LIFECO-UK |  | 033040020002 | Hose Reel Cabinet, Horizontal Double Compartments, Automatic 1" x 30 M Long Rubber Hose with 1" Plastic Nozzle & Ball Valve, Space for Fire Extinguisher, Surface Type, Back Box 1mm Galvanized Steel Red Painted, Frameless Doors 1mm Stainless Steel Hairline Finish 304, Size (1050x800x250mm), LIFECO-UK,Model LF600A RSSD | LF600A RSSD | 765.7161 | 2814.0068
LIFECO-UK |  | 033039010009 | Hose Reel Cabinet, Horizontal Double Compartments, Manual 1" x 30 M Long Rubber Hose with 1" Plastic Nozzle & Ball Valve, Space for Fire Extinguisher, Surface Type, Made of Full 1mm Stainless Steel Hairline Finish 304, Size (1050x800x230mm), LIFECO-UK,Model LF600 SSSD | LF600 SSSD | 853.2549 | 3135.7118
LIFECO-UK |  | 033040020003 | Hose Reel Cabinet, Horizontal Double Compartments, Automatic 1" x 30 M Long Rubber Hose with 1" Plastic Nozzle & Ball Valve, Space for Fire Extinguisher, Surface Type, Made of Full 1mm Stainless Steel Hairline Finish 304, Size (1050x800x250mm), LIFECO-UK,Model LF600A SSSD | LF600A SSSD | 905.3813 | 3327.2763
LF600 GROUP: RUBBER HOSE REEL, RECESSED TYPE
LIFECO-UK |  | 113002200001 | Hose Reel Cabinet, Horizontal Double Compartments, Manual 1" x 30 M Long Rubber Hose with 1" Plastic Nozzle & Ball Valve, Space for Fire Extinguisher, Recessed Type, Made of Full 1mm Galvanized Steel Red Painted, Size (1050x800x230mm), LIFECO-UK,Model LF600 RSD | LF600 RSD | 499.8944 | 1837.112
LIFECO-UK |  | 033041010017 | Hose Reel Cabinet, Horizontal Double Compartments, Automatic 1" x 30 M Long Rubber Hose with 1" Plastic Nozzle & Ball Valve, Space for Fire Extinguisher, Recessed Type, Made of Full 1mm Galvanized Steel Red Painted, Size (1050x800x250mm), LIFECO-UK,Model LF600A RSD | LF600A RSD | 552.0208 | 2028.6765
LIFECO-UK |  | 033035010037 | Hose Reel Cabinet, Horizontal Double Compartments, Manual 1" x 30 M Long Rubber Hose with 1" Plastic Nozzle & Ball Valve, Space for Fire Extinguisher, Recessed Type, Back Box 1mm Galvanized Steel Red Painted, Doors & Frame 1mm Stainless Steel Hairline Finish 304, Size (1050x800x230mm), LIFECO-UK,Model LF600 RSSD | LF600 RSSD | 713.5897 | 2622.4423
LIFECO-UK |  | 033042010022 | Hose Reel Cabinet, Horizontal Double Compartments, Automatic 1" x 30 M Long Rubber Hose with 1" Plastic Nozzle & Ball Valve, Space for Fire Extinguisher, Recessed Type, Back Box 1mm Galvanized Steel Red Painted, Doors & Frame 1mm Stainless Steel Hairline Finish 304, Size (1050x800x250mm), LIFECO-UK,Model LF600A RSSD | LF600A RSSD | 765.7161 | 2814.0068
LIFECO-UK |  | 033035010038 | Hose Reel Cabinet, Horizontal Double Compartments, Manual 1" x 30 M Long Rubber Hose with 1" Plastic Nozzle & Ball Valve, Space for Fire Extinguisher, Recessed Type, Made of Full 1mm Stainless Steel Hairline Finish 304, Size (1050x800x230mm), LIFECO-UK,Model LF600 SSSD | LF600 SSSD | 853.2549 | 3135.7118
LIFECO-UK |  | 033042010023 | Hose Reel Cabinet, Horizontal Double Compartments, Automatic 1" x 30 M Long Rubber Hose with 1" Plastic Nozzle & Ball Valve, Space for Fire Extinguisher, Recessed Type, Made of Full 1mm Stainless Steel Hairline Finish 304, Size (1050x800x250mm), LIFECO-UK,Model LF600A SSSD | LF600A SSSD | 905.3813 | 3327.2763
LF4000 GROUP: SYNTHETIC HOSE REEL, SURFACE TYPE
LIFECO-UK |  | 035001010033 | Hose Reel Cabinet, 1 ½" x 30 M Long Synthetic Hose with 2.5" Nozzle & Landing Valve, Surface Type, Made of Full 1mm Galvanized Steel Red Painted, Size (700x700x230mm), LIFECO-UK,Model LF4000 RSD | LF4000 RSD | 531.1855 | 1952.1068
LIFECO-UK |  | 035002010007 | Hose Reel Cabinet, 1 ½" x 30 M Long Synthetic Hose with 2.5" Nozzle & Landing Valve, Surface Type, Back Box 1mm Galvanized Steel Red Painted, Frameless Door 1mm Stainless Steel Hairline Finish 304, Size (700x700x230mm), LIFECO-UK,Model LF4000 RSSD | LF4000 RSSD | 690.6938 | 2538.2998
LIFECO-UK |  | 035002010008 | Hose Reel Cabinet, 1 ½" x 30 M Long Synthetic Hose with 2.5" Nozzle & Landing Valve, Surface Type, Made of Full 1mm Stainless Steel Hairline Finish 304, Size (700x700x230mm), LIFECO-UK,Model LF4000 SSSD | LF4000 SSSD | 775.4087 | 2849.6271
LIFECO-UK |  | 035007010016 | Hose Reel Cabinet, Horizontal Double Compartments, 1 ½" x 30 M Long Synthetic with 2.5" Nozzle & Landing Valve, Space for Fire Extinguisher, Surface Type, Made of Full 1mm Galvanized Steel Red Painted, Size (950x700x230mm), LIFECO-UK,Model LF4200 RSD | LF4200 RSD | 583.8462 | 2145.6346
LIFECO-UK |  | 126064200219 | Hose Reel Cabinet, Horizontal Double Compartments, 1 ½" x 30 M Long Synthetic with 2.5" Nozzle & Landing Valve, Space for Fire Extinguisher, Surface Type, Back Box 1mm Galvanized Steel Red Painted, Frameless Doors 1mm Stainless Steel Hairline Finish 304, Size (950x700x230mm), LIFECO-UK,Model LF4200 RSSD | LF4200 RSSD | 797.5415 | 2930.9649
LIFECO-UK |  | 035008010010 | Hose Reel Cabinet, Horizontal Double Compartments, 1 ½" x 30 M Long Synthetic with 2.5" Nozzle & Landing Valve, Space for Fire Extinguisher, Surface Type, Made of Full 1mm Stainless Steel Hairline Finish 304, Size (950x700x230mm), LIFECO-UK,Model LF4200 SSSD | LF4200 SSSD | 952.4706 | 3500.3294
LF4000 GROUP: SYNTHETIC HOSE REEL, RECESSED TYPE
LIFECO-UK |  | 035003010030 | Hose Reel Cabinet, 1 ½" x 30 M Long Synthetic Hose with 2.5" Nozzle & Landing Valve, Recessed Type, Made of Full 1mm Galvanized Steel Red Painted, Size (700x700x230mm), LIFECO-UK,Model LF4000 RSD | LF4000 RSD | 531.1855 | 1952.1068
LIFECO-UK |  | 035004010018 | Hose Reel Cabinet, 1 ½" x 30 M Long Synthetic Hose with 2.5" Nozzle & Landing Valve, Recessed Type, Back Box 1mm Galvanized Steel Red Painted, Door & Frame 1mm Stainless Steel Hairline Finish 304, Size (700x700x230mm), LIFECO-UK,Model LF4000 RSSD | LF4000 RSSD | 690.6938 | 2538.2998
LIFECO-UK |  | 035004010019 | Hose Reel Cabinet, 1 ½" x 30 M Long Synthetic Hose with 2.5" Nozzle & Landing Valve, Recessed Type, Made of Full 1mm Stainless Steel Hairline Finish 304, Size (700x700x230mm), LIFECO-UK,Model LF4000 SSSD | LF4000 SSSD | 775.4087 | 2849.6271
LIFECO-UK |  | 035009010013 | Hose Reel Cabinet, Horizontal Double Compartments, 1 ½" x 30 M Long Synthetic with 2.5" Nozzle & Landing Valve, Space for Fire Extinguisher, Recessed Type, Made of Full 1mm Galvanized Steel Red Painted, Size (950x700x230mm), LIFECO-UK,Model LF4200 RSD | LF4200 RSD | 583.8462 | 2145.6346
LIFECO-UK |  | 035010010015 | Hose Reel Cabinet, Horizontal Double Compartments, 1 ½" x 30 M Long Synthetic with 2.5" Nozzle & Landing Valve, Space for Fire Extinguisher, Recessed Type, Back Box 1mm Galvanized Steel Red Painted, Doors & Frame 1mm Stainless Steel Hairline Finish 304, Size (950x700x230mm), LIFECO-UK,Model LF4200 RSSD | LF4200 RSSD | 797.5415 | 2930.9649
LIFECO-UK |  | 035010010016 | Hose Reel Cabinet, Horizontal Double Compartments, 1 ½" x 30 M Long Synthetic with 2.5" Nozzle & Landing Valve, Space for Fire Extinguisher, Recessed Type, Made of Full 1mm Stainless Steel Hairline Finish 304, Size (950x700x230mm), LIFECO-UK,Model LF4200 SSSD | LF4200 SSSD | 952.4706 | 3500.3294
LF5000 GROUP: SYNTHETIC HOSE REEL, SURFACE TYPE
LIFECO-UK |  | 036001010019 | Hose Reel Cabinet, 2 ½" x 30 M Long Synthetic Hose with 2.5" Nozzle & Landing Valve, Surface Type, Made of Full 1mm Galvanized Steel Red Painted, Size (750x750x230mm), LIFECO-UK,Model LF5000 RSD | LF5000 RSD | 632.3092 | 1607.1224
LIFECO-UK |  | 036002010007 | Hose Reel Cabinet, 2 ½" x 30 M Long Synthetic Hose with 2.5" Nozzle & Landing Valve, Surface Type, Back Box 1mm Galvanized Steel Red Painted, Frameless Door 1mm Stainless Steel Hairline Finish 304, Size (750x750x230mm), LIFECO-UK,Model LF5000 RSSD | LF5000 RSSD | 788.3831 | 1607.1224
LIFECO-UK |  | 036002010008 | Hose Reel Cabinet, 2 ½" x 30 M Long Synthetic Hose with 2.5" Nozzle & Landing Valve, Surface Type, Made of Full 1mm Stainless Steel Hairline Finish 304, Size (750x750x230mm), LIFECO-UK,Model LF5000 SSSD | LF5000 SSSD | 873.098 | 1607.1224
LIFECO-UK |  | 036007010008 | Hose Reel Cabinet, Horizontal Double Compartments, 2 ½" x 30 M Long Synthetic with 2.5" Nozzle & Landing Valve, Space for Fire Extinguisher, Surface Type, Made of Full 1mm Galvanized Steel Red Painted, Size (990x750x230mm), LIFECO-UK,Model LF5200 RSD | LF5200 RSD | 685.3514 | 1607.1224
LIFECO-UK |  | 036008020003 | Hose Reel Cabinet, Horizontal Double Compartments, 2 ½" x 30 M Long Synthetic with 2.5" Nozzle & Landing Valve, Space for Fire Extinguisher, Surface Type, Back Box 1mm Galvanized Steel Red Painted, Frameless Doors 1mm Stainless Steel Hairline Finish 304, Size (990x750x230mm), LIFECO-UK,Model LF5200 RSSD | LF5200 RSSD | 908.2051 | 1607.1224
LIFECO-UK |  | 036008020004 | Hose Reel Cabinet, Horizontal Double Compartments, 2 ½" x 30 M Long Synthetic with 2.5" Nozzle & Landing Valve, Space for Fire Extinguisher, Surface Type, Made of Full 1mm Stainless Steel Hairline Finish 304, Size (990x750x230mm), LIFECO-UK,Model LF5200 SSSD | LF5200 SSSD | 1050.1599 | 1607.1224
LF5000 GROUP: SYNTHETIC HOSE REEL, RECESSED TYPE
LIFECO-UK |  | 036003200001 | Hose Reel Cabinet, 2 ½" x 30 M Long Synthetic Hose with 2.5" Nozzle & Landing Valve, Recessed Type, Made of Full 1mm Galvanized Steel Red Painted, Size (750x750x230mm), LIFECO-UK,Model LF5000 RSD | LF5000 RSD | 632.3092 | 2323.7363
LIFECO-UK |  | 036003200002 | Hose Reel Cabinet, 2 ½" x 30 M Long Synthetic Hose with 2.5" Nozzle & Landing Valve, Recessed Type, Back Box 1mm Galvanized Steel Red Painted, Door & Frame 1mm Stainless Steel Hairline Finish 304, Size (750x750x230mm), LIFECO-UK,Model LF5000 RSSD | LF5000 RSSD | 788.3831 | 2897.3079
LIFECO-UK |  | 036003200003 | Hose Reel Cabinet, 2 ½" x 30 M Long Synthetic Hose with 2.5" Nozzle & Landing Valve, Recessed Type, Made of Full 1mm Stainless Steel Hairline Finish 304, Size (750x750x230mm), LIFECO-UK,Model LF5000 SSSD | LF5000 SSSD | 873.098 | 3208.6353
LIFECO-UK |  | 036003200004 | Hose Reel Cabinet, Horizontal Double Compartments, 2 ½" x 30 M Long Synthetic with 2.5" Nozzle & Landing Valve, Space for Fire Extinguisher, Recessed Type, Made of Full 1mm Galvanized Steel Red Painted, Size (990x750x230mm), LIFECO-UK,Model LF5200 RSD | LF5200 RSD | 685.3514 | 2518.6665
LIFECO-UK |  | 036010200001 | Hose Reel Cabinet, Horizontal Double Compartments, 2 ½" x 30 M Long Synthetic with 2.5" Nozzle & Landing Valve, Space for Fire Extinguisher, Recessed Type, Back Box 1mm Galvanized Steel Red Painted, Doors & Frame 1mm Stainless Steel Hairline Finish 304, Size (990x750x230mm), LIFECO-UK,Model LF5200 RSSD | LF5200 RSSD | 908.2051 | 3337.6538
LIFECO-UK |  | 036008020005 | Hose Reel Cabinet, Horizontal Double Compartments, 2 ½" x 30 M Long Synthetic with 2.5" Nozzle & Landing Valve, Space for Fire Extinguisher, Recessed Type, Made of Full 1mm Stainless Steel Hairline Finish 304, Size (990x750x230mm), LIFECO-UK,Model LF5200 SSSD | LF5200 SSSD | 1050.1599 | 3859.3376
LFR150 GROUP: SYNTHETIC HOSE RACK, SURFACE TYPE
LIFECO-UK |  | 037001010012 | Hose Rack Cabinet, 1 ½" x 30 M Long Synthetic Hose with 2.5" Nozzle & Angle Valve, Surface Type, Made of Full 1mm Galvanized Steel Red Painted, Size (700x850x230mm), LIFECO-UK,Model LFR150 RSD | LFR150 RSD | 543.3967 | 1996.9828
LIFECO-UK |  | 037001010013 | Hose Rack Cabinet, 1 ½" x 30 M Long Synthetic Hose with 2.5" Nozzle & Angle Valve, Surface Type, Back Box 1mm Galvanized Steel Red Painted, Frameless Door 1mm Stainless Steel Hairline Finish 304, Size (700x850x230mm), LIFECO-UK,Model LFR150 RSSD | LFR150 RSSD | 703.6682 | 2585.9805
LIFECO-UK |  | 037002020003 | Hose Rack Cabinet, 1 ½" x 30 M Long Synthetic Hose with 2.5" Nozzle & Angle Valve, Surface Type, Made of Full 1mm Stainless Steel Hairline Finish 304, Size (700x850x230mm), LIFECO-UK,Model LFR150 SSSD | LFR150 SSSD | 796.0151 | 2925.3554
LFR150 GROUP: SYNTHETIC HOSE RACK, RECESSED TYPE
LIFECO-UK |  | 037004010005 | Hose Rack Cabinet, 1 ½" x 30 M Long Synthetic Hose with 2.5" Nozzle & Angle Valve, Recessed Type, Made of Full 1mm Galvanized Steel Red Painted, Size (700x850x230mm), LIFECO-UK,Model LFR150 RSD | LFR150 RSD | 543.3967 | 1996.9828
LIFECO-UK |  | 037003010009 | Hose Rack Cabinet, 1 ½" x 30 M Long Synthetic Hose with 2.5" Nozzle & Angle Valve, Recessed Type, Back Box 1mm Galvanized Steel Red Painted, Door & Frame 1mm Stainless Steel Hairline Finish 304, Size (700x850x230mm), LIFECO-UK,Model LFR150 RSSD | LFR150 RSSD | 703.6682 | 2585.9805
LIFECO-UK |  | 037003010010 | Hose Rack Cabinet, 1 ½" x 30 M Long Synthetic Hose with 2.5" Nozzle & Angle Valve, Recessed Type, Made of Full 1mm Stainless Steel Hairline Finish 304, Size (700x850x230mm), LIFECO-UK,Model LFR150 SSSD | LFR150 SSSD | 796.0151 | 2925.3554
LFR200 GROUP: SYNTHETIC HOSE RACK, SURFACE TYPE
LIFECO-UK |  | 037007010018 | Hose Rack Cabinet, 1 ½" x 30 M Long Synthetic Hose with 2.5" Nozzle & Angle Valve, Space for Fire Extinguisher, Surface Type, Made of Full 1mm Galvanized Steel Red Painted, Size (700x850x230mm), LIFECO-UK,Model LFR200E RSD | LFR200E RSD | 543.3967 | 1996.9828
LIFECO-UK |  | 037008010007 | Hose Rack Cabinet, 1 ½" x 30 M Long Synthetic Hose with 2.5" Nozzle & Angle Valve, Space for Fire Extinguisher, Surface Type, Back Box 1mm Galvanized Steel Red Painted, Frameless Door 1mm Stainless Steel Hairline Finish 304, Size (700x850x230mm), LIFECO-UK,Model LFR200E RSSD | LFR200E RSSD | 703.6682 | 2585.9805
LIFECO-UK |  | 037008010008 | Hose Rack Cabinet, 1 ½" x 30 M Long Synthetic Hose with 2.5" Nozzle & Angle Valve, Space for Fire Extinguisher, Surface Type, Made of Full 1mm Stainless Steel Hairline Finish 304, Size (700x850x230mm), LIFECO-UK,Model LFR200E SSSD | LFR200E SSSD | 796.0151 | 2925.3554
LIFECO-UK |  | 037013020002 | Hose Rack Cabinet, 1 ½" x 30 M Long Synthetic Hose with 2.5" Nozzle & Angle Valve, Space for Fire Extinguisher and Landing Valve, Surface Type, Made of Full 1mm Galvanized Steel Red Painted, Size (700x850x230mm), LIFECO-UK,Model LFR200EV RSD | LFR200EV RSD | 543.3967 | 1996.9828
LIFECO-UK |  | 037013020003 | Hose Rack Cabinet, 1 ½" x 30 M Long Synthetic Hose with 2.5" Nozzle & Angle Valve, Space for Fire Extinguisher and Landing Valve, Surface Type, Back Box 1mm Galvanized Steel Red Painted, Frameless Door 1mm Stainless Steel Hairline Finish 304, Size (700x850x230mm), LIFECO-UK,Model LFR200EV RSSD | LFR200EV RSSD | 703.6682 | 2585.9805
LIFECO-UK |  | 037013020004 | Hose Rack Cabinet, 1 ½" x 30 M Long Synthetic Hose with 2.5" Nozzle & Angle Valve, Space for Fire Extinguisher and Landing Valve, Surface Type, Made of Full 1mm Stainless Steel Hairline Finish 304, Size (700x850x230mm), LIFECO-UK,Model LFR200EV SSSD | LFR200EV SSSD | 796.0151 | 2925.3554
LFR200 GROUP: SYNTHETIC HOSE RACK, RECESSED TYPE
LIFECO-UK |  | 037009010016 | Hose Rack Cabinet, 1 ½" x 30 M Long Synthetic Hose with 2.5" Nozzle & Angle Valve, Space for Fire Extinguisher, Recessed Type, Made of Full 1mm Galvanized Steel Red Painted, Size (700x850x230mm), LIFECO-UK,Model LFR200E RSD | LFR200E RSD | 543.3967 | 1996.9828
LIFECO-UK |  | 037010010021 | Hose Rack Cabinet, 1 ½" x 30 M Long Synthetic Hose with 2.5" Nozzle & Angle Valve, Space for Fire Extinguisher, Recessed Type, Back Box 1mm Galvanized Steel Red Painted, Door & Frame 1mm Stainless Steel Hairline Finish 304, Size (700x850x230mm), LIFECO-UK,Model LFR200E RSSD | LFR200E RSSD | 703.6682 | 2585.9805
LIFECO-UK |  | 037010010022 | Hose Rack Cabinet, 1 ½" x 30 M Long Synthetic Hose with 2.5" Nozzle & Angle Valve, Space for Fire Extinguisher, Recessed Type, Made of Full 1mm Stainless Steel Hairline Finish 304, Size (700x850x230mm), LIFECO-UK,Model LFR200E SSSD | LFR200E SSSD | 796.0151 | 2925.3554
LIFECO-UK |  | 037015200002 | Hose Rack Cabinet, 1 ½" x 30 M Long Synthetic Hose with 2.5" Nozzle & Angle Valve, Space for Fire Extinguisher and Landing Valve, Recessed Type, Made of Full 1mm Galvanized Steel Red Painted, Size (700x850x230mm), LIFECO-UK,Model LFR200EV RSD | LFR200EV RSD | 543.3967 | 1996.9828
LIFECO-UK |  | 037016010009 | Hose Rack Cabinet, 1 ½" x 30 M Long Synthetic Hose with 2.5" Nozzle & Angle Valve, Space for Fire Extinguisher and Landing Valve, Recessed Type, Back Box 1mm Galvanized Steel Red Painted, Door & Frame 1mm Stainless Steel Hairline Finish 304, Size (700x850x230mm), LIFECO-UK,Model LFR200EV RSSD | LFR200EV RSSD | 703.6682 | 2585.9805
LIFECO-UK |  | 037016010010 | Hose Rack Cabinet, 1 ½" x 30 M Long Synthetic Hose with 2.5" Nozzle & Angle Valve, Space for Fire Extinguisher and Landing Valve, Recessed Type, Made of Full 1mm Stainless Steel Hairline Finish 304, Size (700x850x230mm), LIFECO-UK,Model LFR200EV SSSD | LFR200EV SSSD | 796.0151 | 2925.3554
LF900 GROUP: RUBBER HOSE REEL, SURFACE TYPE
LIFECO-UK |  | 034001200003 | Hose Reel Cabinet, Vertical Double Compartments, Upper with Manual 1" x 30 M Long Rubber Hose with 1" Plastic Nozzle & Ball Valve, Lower with Space for Fire Extinguisher, Surface Type, Made of Full 1mm Galvanized Steel Red Painted, Size (800x1600x230mm), LIFECO-UK,Model LF900 RSD | LF900 RSD | 557.1342 | 2047.4683
LIFECO-UK |  | 034007200001 | Hose Reel Cabinet, Vertical Double Compartments, Upper with Automatic 1" x 30 M Long Rubber Hose with 1" Plastic Nozzle & Ball Valve, Lower with Space for Fire Extinguisher, Surface Type, Made of Full 1mm Galvanized Steel Red Painted, Size (800x1600x250mm), LIFECO-UK,Model LF900A RSD | LF900A RSD | 609.2606 | 2239.0328
LIFECO-UK |  | 034002020005 | Hose Reel Cabinet, Vertical Double Compartments, Upper with Manual 1" x 30 M Long Rubber Hose with 1" Plastic Nozzle & Ball Valve, Lower with Space for Fire Extinguisher, Surface Type, Made of Full 1mm Stainless Steel Hairline Finish 304, Size (800x1600x230mm), LIFECO-UK,Model LF900 SSSD | LF900 SSSD | 992.3095 | 3646.7374
LIFECO-UK |  | 034008200002 | Hose Reel Cabinet, Vertical Double Compartments, Upper with Automatic 1" x 30 M Long Rubber Hose with 1" Plastic Nozzle & Ball Valve, Lower with Space for Fire Extinguisher, Surface Type, Made of Full 1mm Stainless Steel Hairline Finish 304, Size (800x1600x250mm), LIFECO-UK,Model LF900A SSSD | LF900A SSSD | 1044.4359 | 3838.3019
LIFECO-UK |  | 034002020006 | Hose Reel Cabinet, Vertical Double Compartments, Upper with Manual 1" x 30 M Long Rubber Hose with 1" Plastic Nozzle & Ball Valve, Lower with Space for Fire Extinguisher, Surface Type, Back Box 1mm Galvanized Steel Red Painted, Frameless Doors 1mm Stainless Steel Hairline Finish 304, Size (800x1600x230mm), LIFECO-UK,Model LF900 RSSD | LF900 RSSD | 717.4057 | 2636.4661
LIFECO-UK |  | 113033200013 | Hose Reel Cabinet, Vertical Double Compartments, Upper with Automatic 1" x 30 M Long Rubber Hose with 1" Plastic Nozzle & Ball Valve, Lower with Space for Fire Extinguisher, Surface Type, Back Box 1mm Galvanized Steel Red Painted, Frameless Doors 1mm Stainless Steel Hairline Finish 304, Size (800x1600x250mm), LIFECO-UK,Model LF900A RSSD | LF900A RSSD | 769.5321 | 2828.0306
LF900 GROUP: RUBBER HOSE REEL, RECESSED TYPE
LIFECO-UK |  | 034003010004 | Hose Reel Cabinet, Vertical Double Compartments, Upper with Manual 1" x 30 M Long Rubber Hose with 1" Plastic Nozzle & Ball Valve, Lower with Space for Fire Extinguisher, Recessed Type, Made of Full 1mm Galvanized Steel Red Painted, Size (800x1600x230mm), LIFECO-UK,Model LF900 RSD | LF900 RSD | 557.1342 | 2047.4683
LIFECO-UK |  | 034009200001 | Hose Reel Cabinet, Vertical Double Compartments, Upper with Automatic 1" x 30 M Long Rubber Hose with 1" Plastic Nozzle & Ball Valve, Lower with Space for Fire Extinguisher, Recessed Type, Made of Full 1mm Galvanized Steel Red Painted, Size (800x1600x250mm), LIFECO-UK,Model LF900A RSD | LF900A RSD | 609.2606 | 2239.0328
LIFECO-UK |  | 034004010005 | Hose Reel Cabinet, Vertical Double Compartments, Upper with Manual 1" x 30 M Long Rubber Hose with 1" Plastic Nozzle & Ball Valve, Lower with Space for Fire Extinguisher, Recessed Type, Back Box 1mm Galvanized Steel Red Painted, Doors & Frame 1mm Stainless Steel Hairline Finish 304, Size (800x1600x230mm), LIFECO-UK,Model LF900 RSSD | LF900 RSSD | 717.4057 | 2636.4661
LIFECO-UK |  | 034004200001 | Hose Reel Cabinet, Vertical Double Compartments, Upper with Automatic 1" x 30 M Long Rubber Hose with 1" Plastic Nozzle & Ball Valve, Lower with Space for Fire Extinguisher, Recessed Type, Back Box 1mm Galvanized Steel Red Painted, Doors & Frame 1mm Stainless Steel Hairline Finish 304, Size (800x1600x250mm), LIFECO-UK,Model LF900A RSSD | LF900A RSSD | 769.5321 | 2828.0306
LIFECO-UK |  | 034003200003 | Hose Reel Cabinet, Vertical Double Compartments, Upper with Manual 1" x 30 M Long Rubber Hose with 1" Plastic Nozzle & Ball Valve, Lower with Space for Fire Extinguisher, Recessed Type, Made of Full 1mm Stainless Steel Hairline Finish 304, Size (800x1600x230mm), LIFECO-UK,Model LF900 SSSD | LF900 SSSD | 992.3095 | 3646.7374
LIFECO-UK |  | 034009200002 | Hose Reel Cabinet, Vertical Double Compartments, Upper with Automatic 1" x 30 M Long Rubber Hose with 1" Plastic Nozzle & Ball Valve, Lower with Space for Fire Extinguisher, Recessed Type, Made of Full 1mm Stainless Steel Hairline Finish 304, Size (800x1600x250mm), LIFECO-UK,Model LF900A SSSD | LF900A SSSD | 1044.4359 | 3838.3019
LF9000 GROUP: FOAM WATER CABINET, SURFACE TYPE
LIFECO-UK |  | 039001200003 | Foam Water Cabinet, with 1 ½" x 30 M Long Synthetic Hose, with 2 Nos 20Ltr Foam Can and Standard Accessories, Surface Type, Made of Full 1mm Galvanized Steel Red Painted, Size (700x1120x300mm), LIFECO-UK,Model LF9000 RSD | LF9000 RSD | 1152.4284 | 4235.1742
LIFECO-UK |  | 039001200004 | Foam Water Cabinet, with 1 ½" x 30 M Long Synthetic Hose, with 2 Nos 20Ltr Foam Can and Standard Accessories, Surface Type, Made of Full 1mm Galvanized Steel Red Painted, Vertical Clear Glass Door, Size (700x1120x300mm), LIFECO-UK,Model LF9000 RVD | LF9000 RVD | 1179.1403 | 4333.3405
LIFECO-UK |  | 039001200005 | Foam Water Cabinet, with 1 ½" x 30 M Long Synthetic Hose, with 2 Nos 20Ltr Foam Can and Standard Accessories, Surface Type, Made of Full 1mm Galvanized Steel Red Painted, Full Clear Glass Door, Size (700x1120x300mm), LIFECO-UK,Model LF9000 RGD | LF9000 RGD | 1179.1403 | 4333.3405
LIFECO-UK |  | 231007201672 | Foam Water Cabinet, Surface Type, including Standard Accessories, Made of Full 1 mm Galvanized Steel Red Painted, Forward Slope Canopy, Size (1000 x 1300 x 350 mm), LIFECO-UK,Model LF9000 RSD Modified - 1 no. Hose Synthetic Single Jacket 1.5" x 30 Mtrs. with Morris Std. Aluminium Anodized Coupling, 200psi Working Pressure, White Color, UL Listed, LIFECO-UK, Model LF4015SJ - 1 nos. UL listed In Line Inductor / Proportioner, 119 GPM, SFFECO SS304-Threaded 2.5” Male BSP fitted with 2.5” Male Inst. Inlet and Female Inst. Outlet. SFFECO Model SF-FS-PIP-119-D - 2 nos. Foam Concentrate 3% AFFF per 20 Liter in Jerry can, UL-Listed, SFFECO (SFD-AFFF 3%)-C6 - 1 no. UL listed Nozzle, Hose Stream Low Expansion Branch Pipe, SFFECO, 119 GPM SS304 – 2.5”. Male Inst. Inlet. SFFECO Model SF-FS-HN-119LX-D | LF9000 RSD Modified - 1 no. Hose Synthetic Single Jacket 1.5" x 30 Mtrs. with Morris Std. Aluminium Anodized Coupling, 200psi Working Pressure, White Color, UL Listed, LIFECO-UK, Model LF4015SJ - 1 nos. UL listed In Line Inductor / Proportioner, 119 GPM, SFFECO SS304-Threaded 2.5” Male BSP fitted with 2.5” Male Inst. Inlet and Female Inst. Outlet. SFFECO Model SF-FS-PIP-119-D - 2 nos. Foam Concentrate 3% AFFF per 20 Liter in Jerry can, UL-Listed, SFFECO (SFD-AFFF 3%)-C6 - 1 no. UL listed Nozzle, Hose Stream Low Expansion Branch Pipe, SFFECO, 119 GPM SS304 – 2.5”. Male Inst. Inlet. SFFECO Model SF-FS-HN-119LX-D | 2369.7285 | 8708.7523
LF9000 GROUP: FOAM WATER CABINET, RECESSED TYPE
LIFECO-UK |  | 039001200006 | Foam Water Cabinet, with 1 ½" x 30 M Long Synthetic Hose, with 2 Nos 20Ltr Foam Can and Standard Accessories, Recessed Type, Made of Full 1mm Galvanized Steel Red Painted, Size (700x1120x300mm), LIFECO-UK,Model LF9000 RSD | LF9000 RSD | 1152.4284 | 4235.1742
LIFECO-UK |  | 039001200007 | Foam Water Cabinet, with 1 ½" x 30 M Long Synthetic Hose, with 2 Nos 20Ltr Foam Can and Standard Accessories, Recessed Type, Made of Full 1mm Galvanized Steel Red Painted, Vertical Clear Glass Door, Size (700x1120x300mm), LIFECO-UK,Model LF9000 RVD | LF9000 RVD | 1179.1403 | 4333.3405
LIFECO-UK |  | 039001200008 | Foam Water Cabinet, with 1 ½" x 30 M Long Synthetic Hose, with 2 Nos 20Ltr Foam Can and Standard Accessories, Recessed Type, Made of Full 1mm Galvanized Steel Red Painted, Full Clear Glass Door, Size (700x1120x300mm), LIFECO-UK,Model LF9000 RGD | LF9000 RGD | 1179.1403 | 4333.3405
LF 30 Group: Hose Reels Kite Marked
LIFECO-UK |  | 042002200027 | Hose Reel, Manual Fixed Type, 1" x 30 M Long Rubber Hose Red Colour with 1" Plastic Nozzle and Ball Valve, BS EN 671 Approved, LIFECO-UK, Model LH25F | LH25F | 216.5096 | 795.6728
LIFECO-UK |  | 042001010026 | Hose Reel, Automatic Fixed Type, 1" x 30 M Long Rubber Hose Red Colour with 1" Plastic Nozzle and Ball Valve, BS EN 671 Approved, LIFECO-UK, Model LH25AF | LH25AF | 269.2179 | 989.376
LIFECO-UK |  | 042002200031 | Hose Reel, Manual Swinging Pipe, 1" x 30 M Long Rubber Hose Red Colour with 1" Plastic Nozzle and Ball Valve, BS EN 671 Approved, LIFECO-UK, Model LH25/SP | LH25/SP | 281.6247 | 1034.9707
LIFECO-UK |  | 042002200025 | Hose Reel, Automatic Swinging Pipe, 1" x 30 M Long Rubber Hose Red Colour with 1" Plastic Nozzle and Ball Valve, BS EN 671 Approved, LIFECO-UK, Model LH25/ASP | LH25/ASP | 314.1417 | 1154.4706
LIFECO-UK |  | 042001010027 | Hose Reel, Manual Swinging Arm, 1" x 30 M Long Rubber Hose Red Colour with 1" Plastic Nozzle and Ball Valve, BS EN 671 Approved, LIFECO-UK, Model LH25/SA | LH25/SA | 231.1058 | 849.3137
LIFECO-UK |  | 042001010020 | Hose Reel, Automatic Swinging Arm, 1" x 30 M Long Rubber Hose Red Colour with 1" Plastic Nozzle and Ball Valve, BS EN 671 Approved, LIFECO-UK, Model LH25/ASA | LH25/ASA | 286.4901 | 1052.851
LIFECO-UK |  | 042001010023 | Hose Reel, Manual Swinging Arm, ¾" x 30 M Long Rubber Hose Red Colour with ¾" Plastic Nozzle and Ball Valve, BS EN 671 Approved, LIFECO-UK, Model LH19/SA | LH19/SA | 238.9715 | 878.2202
LIFECO-UK |  | 042001010038 | Hose Reel, Automatic Swinging Arm, ¾" x 30 M Long Rubber Hose Red Colour with ¾" Plastic Nozzle and Ball Valve, BS EN 671 Approved, LIFECO-UK, Model LH19/ASA | LH19/ASA | 280.2462 | 1029.9046
LIFECO-UK |  | 119044200001 | Hose Reel, Automatic Swinging Arm, 1" x 30 M Long Rubber Hose Red Colour with 1" Chrome Plated Brass Nozzle and Ball Valve, BS EN 671 Approved, LIFECO-UK, Model LH25/ASA | LH25/ASA | 303.9244 | 1116.922
LIFECO-UK |  | 119003200001 | Hose Reel, Manual Swinging Arm, 1" x 30 M Long Rubber Hose Red Colour with 1" Chrome Nozzle and Ball Valve, (SS 304 Plate) BS EN 671 Approved, LIFECO-UK, Model LH25/SA | LH25/SA | 292.1258 | 1073.5623
LIFECO-UK |  |  | Hose Reel, Automatic Swinging Arm, 1" x 30 M Long Rubber Hose Red Colour with 1" Chrome Nozzle and Ball Valve, (SS 304 Plate) BS EN 671 Approved, LIFECO-UK, Model LH25/ASA | LH25/ASA | On Request | On Request
LIFECO-UK |  |  | Hose Reel, Automatic Swinging Arm, ¾" x 45 M Long Rubber Hose Red Colour with ¾" Plastic Nozzle and Ball Valve, LIFECO-UK, Model LF45A SA-19 ( Standard Approved) | LF45A SA-19 ( Standard Approved) | On Request | On Request
Breaching Inlet Cabinets
LIFECO-UK |  | 041008200001 | Empty Cabinet for 2-Way Breeching Inlet Type, Recessed Type, Made of Full 1mm Galvanized Steel Red Painted, With Full Wired Mesh Glass Door, Size (575x460x300mm), LIFECO-UK,Model LDR096 RGD | LDR096 RGD | 190.7994 | 701.1878
LIFECO-UK |  | 041006020007 | Empty Cabinet for 2-Way Breeching Inlet Type, Recessed Type, Back Box 1mm Galvanized Steel Red Painted, Door & Frame 1mm Stainless Steel Hairline Finish 304, With Full Wired Mesh Glass Door, Size (575x460x300mm), LIFECO-UK,Model LDR096 RSGD | LDR096 RSGD | 312.1478 | 1147.1432
LIFECO-UK |  | 041008200009 | Empty Cabinet for 2-Way Breeching Inlet Type, Recessed Type, Made of Full 1mm Stainless Steel Hairline Finish 304, With Full Wired Mesh Glass Door, Size (575x460x300mm), LIFECO-UK,Model LDR096 SSGD | LDR096 SSGD | 366.3348 | 1346.2805
LIFECO-UK |  | 041006020006 | Empty Cabinet for 4-Way Breeching Inlet Type, Recessed Type, Made of Full 1mm Galvanized Steel Red Painted, With Full Wired Mesh Glass Door, Size (600x600x300mm), LIFECO-UK,Model LDR116 RGD | LDR116 RGD | 198.4314 | 729.2353
LIFECO-UK |  | 041008200010 | Empty Cabinet for 4-Way Breeching Inlet Type, Recessed Type, Back Box 1mm Galvanized Steel Red Painted, Door & Frame 1mm Stainless Steel Hairline Finish 304, With Full Wired Mesh Glass Door, Size (600x600x300mm), LIFECO-UK,Model LDR116 RSGD | LDR116 RSGD | 316.727 | 1163.9717
LIFECO-UK |  | 041008200011 | Empty Cabinet for 4-Way Breeching Inlet Type, Recessed Type, Made of Full 1mm Stainless Steel Hairline Finish 304, With Full Wired Mesh Glass Door, Size (600x600x300mm), LIFECO-UK,Model LDR116 SSGD | LDR116 SSGD | 377.7828 | 1388.3518
Sprinkler Cabinets
LIFECO-UK |  | 003015200002 | Empty Cabinet for 6 Nos Sprinkler, Surface Type, Made of Full 1mm Galvanized Steel Red Painted, Without Sprinkler, Size (350x225x85mm), LIFECO-UK , |  | 79.3725 | 291.6941
LIFECO-UK |  | 003015040003 | Empty Cabinet for 12 Nos Sprinkler, Surface Type, Made of Full 1mm Galvanized Steel Red Painted, Without Sprinkler, Size (350x225x85mm), LIFECO-UK , |  | 79.3725 | 291.6941
LIFECO-UK |  | 003015200004 | Empty Cabinet for 24 Nos Sprinkler, Surface Type, Made of Full 1mm Galvanized Steel Red Painted, Without Sprinkler, Size (350x450x85mm), LIFECO-UK , |  | 83.1885 | 305.7179
LIFECO-UK |  | 003015040005 | Empty Cabinet for 36 Nos Sprinkler, Surface Type, Made of Full 1mm Galvanized Steel Red Painted, Without Sprinkler, Size (350x675x85mm), LIFECO-UK , |  | 90.8205 | 333.7654
Landing Valve Cabinets
LIFECO-UK |  | 041001010022 | Empty Cabinet for Landing Valve, Surface Type, Made of Full 1mm Galvanized Steel Red Painted, Size (400x600x300mm), LIFECO-UK,Model LF20 RSD | LF20 RSD | 149.5867 | 549.7312
LIFECO-UK |  | 041006200003 | Empty Cabinet for Landing Valve, Surface Type, Made of Full 1mm Galvanized Steel Red Painted, With Full Wired Glass Door, Size (400x600x300mm), LIFECO-UK,Model LF20 RGD | LF20 RGD | 190.7994 | 701.1878
LIFECO-UK |  | 041006200004 | Empty Cabinet for Landing Valve, Recessed Type, Made of Full 1mm Galvanized Steel Red Painted, Size (400x600x300mm), LIFECO-UK,Model LF30 RSD | LF30 RSD | 149.5867 | 549.7312
LIFECO-UK |  | 041006200005 | Empty Cabinet for Landing Valve, Recessed Type, Made of Full 1mm Galvanized Steel Red Painted, With Full Wired Glass Door, Size (400x600x300mm), LIFECO-UK,Model LF30 RGD | LF30 RGD | 190.7994 | 701.1878
LIFECO-UK Hose Rack
LIFECO-UK |  | 144003200007 | LIFECO-UK Hose Rack Set, Rack Semi-Automatic, with 1.5" x 30m long Synthetic Hose, Model LFD-HR-1515L (150PSI), UL Listed | LFD-HR-1515L (150PSI), UL Listed | 304.0865 | 1117.518
LIFECO-UK |  | 144003200008 | LIFECO-UK Hose Rack Set, Rack Semi-Automatic, with 1.5" x 30m long Synthetic Hose, Model LFD-HR-1515H (175PSI), UL Listed | LFD-HR-1515H (175PSI), UL Listed | 304.0865 | 1117.518
LIFECO-UK |  | 011001010053 | LIFECO-UK FIRE HOSES Nipple 2.5" NPT (Valve Side) x 1.5" NST Hose Side D/M thread brass for UL Hose Racks, STANDARD APPROVE |  | 40.425 | 148.5619
LIFECO-UK |  | 011001010054 | LIFECO-UK FIRE HOSES Nipple 1.5" NPT (Valve Side) x 1.5" NST Hose Side D/M thread brass for UL Hose Racks, STANDARD APPROVE |  | 17.5175 | 64.3768
LIFECO-UK Hose Reel LPCB Approved
LIFECO-UK |  |  | LIFECO-UK Hose Reel, Manual Swinging Arm, Red Hose, 1" Hose Size, 30 Meter Hose Length, 1" Nozzle Plastics Nozzle, Inlet Hose with 1" Connection of Ball Valve, & C-Bracket, EN694 Standard, LPCB Approved, Model LF-MA25 | LF-MA25 | 143 | 525.525
LIFECO-UK |  |  | LIFECO-UK Hose Reel, Manual Swinging Arm, Red Hose, 3/4" Hose Size, 30 Meter Hose Length, 3/4" Nozzle Plastics Nozzle, Inlet Hose with 1" Connection of Ball Valve, & C-Bracket, EN694 Standard, LPCB Approved, Model LF-MA19 | LF-MA19 | 150 | 551.25
LIFECO-UK |  |  | LIFECO-UK Hose Reel, Automatic Swinging Arm, Red Hose, 1" Hose Size, 30 Meter Hose Length, 1" Nozzle Plastics Nozzle, Inlet Hose with 1" Connection of Ball Valve, & C-Bracket, EN694 Standard, LPCB Approved, Model LF-AA25 | LF-AA25 | 178 | 654.15
LIFECO-UK |  |  | LIFECO-UK Hose Reel, Automatic Swinging Arm, Red Hose, 3/4" Hose Size, 30 Meter Hose Length, 3/4" Nozzle Plastics Nozzle, Inlet Hose with 1" Connection of Ball Valve, & C-Bracket, EN694 Standard, LPCB Approved, Model LF-AA19 | LF-AA19 | 180 | 661.5
LIFECO-UK |  |  | LIFECO-UK Hose Reel, Manual Swinging Pipe, Red Hose, 1" Hose Size, 30 Meter Hose Length, 1" Nozzle Plastics Nozzle, Inlet Ball Valve, EN694 Standard, LPCB Approved, Model LF-MP25 | LF-MP25 | 180 | 661.5
LIFECO-UK |  |  | LIFECO-UK Hose Reel, Manual Swinging Pipe, Red Hose, 3/4" Hose Size, 30 Meter Hose Length, 3/4" Nozzle Plastics Nozzle, Inlet Ball Valve, EN694 Standard, LPCB Approved, Model LF-MP19 | LF-MP19 | 180 | 661.5
LIFECO-UK |  |  | LIFECO-UK Hose Reel, Automatic Swinging Pipe, Red Hose, 1" Hose Size, 30 Meter Hose Length, 1" Nozzle Plastics Nozzle, Inlet Ball Valve, EN694 Standard, LPCB Approved, Model LF-AP25 | LF-AP25 | 190 | 698.25
LIFECO-UK |  |  | LIFECO-UK Hose Reel, Manual Fixed Arm, Red Hose, 1" Hose Size, 30 Meter Hose Length, 1" Nozzle Plastics Nozzle, 1" Inlet Ball Valve, EN694 Standard, LPCB Approved, Model LF-MF25 | LF-MF25 | 165 | 606.375
LIFECO-UK |  |  | LIFECO-UK Hose Reel, Automatic Fixed Arm, Red Hose, 1" Hose Size, 30 Meter Hose Length, 1" Nozzle Plastics Nozzle, 1" Inlet Ball Valve, EN694 Standard, LPCB Approved, Model LF-AF25 | LF-AF25 | 200 | 735
LIFECO-UK |  |  | C-Bracket for hose reel for wall mounting |  | 3.96 | 14.553
LIFECO-UK |  |  | 1" Brass Chromed Nozzle (additional price on plastic) |  | 15.85 | 58.2487
LIFECO-UK |  |  | Ball valve & D connector |  | 11.89 | 43.6957
LIFECO-UK |  |  | Angle Valve 1.5" inlet - 1"outlet (additional price on 1" ball valve) |  | 21.13 | 77.6527
LIFECO-UK EMPTY STANDARD CABINETS
Item of | LIFECO-UK Item Code | Supplier Item Code | Description |  | LIFECO-UK GP (USD) | LIFECO-UK GP (AED)
Empty Cabinets
LIFECO-UK |  | 033013010048 | Empty Hose Reel Cabinet, Surface Type, Made of Full 1mm Galvanized Steel Red Painted, Size (800x800x230mm), LIFECO-UK Model LF300 RSD Modified | LF300 RSD Modified | 219.8009 | 807.7683
LIFECO-UK |  | 113012200064 | Empty Hose Reel Cabinet, Surface Type, Made of Full 1mm Galvanized Steel Red Painted, Size (800x800x250mm), LIFECO-UK Model LF300 RSD Modified | LF300 RSD Modified | 220.5641 | 810.5731
LIFECO-UK |  | 033019200001 | Empty Hose Reel Cabinet, Surface Type, Made of Full 1mm Stainless Steel Hairline Finish 304, Size (800x800x230mm), LIFECO-UK Model LF300 SSSD Modified | LF300 SSSD Modified | 458.6817 | 1685.6554
LIFECO-UK |  | 113012200009 | Empty Hose Reel Cabinet, Surface Type, Made of Full 1mm Stainless Steel Hairline Finish 304, Size (800x800x250mm), LIFECO-UK Model LF300 SSSD Modified | LF300 SSSD Modified | 458.6817 | 1685.6554
LIFECO-UK |  | 113001200074 | Empty Hose Reel Cabinet, Recessed Type, Made of Full 1mm Galvanized Steel Red Painted, Size (800x800x250mm), LIFECO-UK Model LF300 RSD Modified | LF300 RSD Modified | 220.5641 | 810.5731
LIFECO-UK |  | 113001200015 | Empty Hose Reel Cabinet, Recessed Type, Back Box 1mm Galvanized Steel Red Painted, Door & Frame 1mm Stainless Steel Hairline Finish 304, Size (800x800x250mm), LIFECO-UK Model LF300 RSSD Modified | LF300 RSSD Modified | 385.4148 | 1416.3993
LIFECO-UK |  | 115007200003 | Empty Hose Cabinet, Surface Type, Made of Full 1mm Galvanized Steel Red Painted, Size (700x700x230mm), LIFECO-UK Model LF4000 RSD Modified | LF4000 RSD Modified | 214.4585 | 788.1351
LIFECO-UK |  | 231007201673 | Empty Hose Cabinet, Surface Type, Made of Full 1mm Stainless Steel Hairline Finish 304, Size (700x700x230mm), LIFECO-UK Model LF4000 SSSD Modified | LF4000 SSSD Modified | 458.6817 | 1685.6554
LIFECO-UK |  | 231007201674 | Empty Hose Cabinet, Recessed Type, Made of Full 1mm Galvanized Steel Red Painted, Size (700x700x230mm), LIFECO-UK Model LF4000 RSD Modified | LF4000 RSD Modified | 214.4585 | 788.1351
LIFECO-UK |  | 231007201675 | Empty Hose Cabinet, Recessed Type, Back Box 1mm Galvanized Steel Red Painted, Door & Frame 1mm Stainless Steel Hairline Finish 304, Size (700x700x230mm), LIFECO-UK Model LF4000 RSSD Modified | LF4000 RSSD Modified | 373.9668 | 1374.3281
LIFECO-UK |  | 034004900003 | Empty Hose Cabinet, Surface Type, Made of Full 1mm Galvanized Steel Red Painted, Size (750x750x230mm), LIFECO-UK Model LF5000 RSD Modified | LF5000 RSD Modified | 217.8929 | 800.7564
LIFECO-UK |  | 231007201676 | Empty Hose Cabinet, Surface Type, Made of Full 1mm Stainless Steel Hairline Finish 304, Size (750x750x230mm), LIFECO-UK Model LF5000 SSSD Modified | LF5000 SSSD Modified | 458.6817 | 1685.6554
LIFECO-UK |  | 036025020001 | Empty Hose Cabinet, Recessed Type, Made of Full 1mm Galvanized Steel Red Painted, Size (750x750x230mm), LIFECO-UK Model LF5000 RSD Modified | LF5000 RSD Modified | 217.8929 | 800.7564
LIFECO-UK |  | 126064200220 | Empty Hose Cabinet, Recessed Type, Back Box 1mm Galvanized Steel Red Painted, Door & Frame 1mm Stainless Steel Hairline Finish 304, Size (750x750x230mm), LIFECO-UK Model LF5000 RSSD Modified | LF5000 RSSD Modified | 373.9668 | 1374.3281
LIFECO-UK |  | 117001200001 | Empty Hose Rack Cabinet, Surface Type, Made of Full 1mm Galvanized Steel Red Painted, Size (700x850x230mm), LIFECO-UK Model LFR200EV RSD Modified | LFR200EV RSD Modified | 206.0633 | 757.2828
LIFECO-UK |  | 126064200221 | Empty Hose Rack Cabinet, Surface Type, Made of Full 1mm Stainless Steel Hairline Finish 304, Size (700x850x230mm), LIFECO-UK Model LFR200EV SSSD Modified | LFR200EV SSSD Modified | 458.6817 | 1685.6554
LIFECO-UK |  | 037015900001 | Empty Hose Rack Cabinet, Recessed Type, Made of Full 1mm Galvanized Steel Red Painted, Size (700x850x230mm), LIFECO-UK Model LFR200EV RSD Modified | LFR200EV RSD Modified | 206.0633 | 757.2828
LIFECO-UK |  | 126064200222 | Empty Hose Rack Cabinet, Recessed Type, Back Box 1mm Galvanized Steel Red Painted, Door & Frame 1mm Stainless Steel Hairline Finish 304, Size (700x850x230mm), LIFECO-UK Model LFR200EV RSSD Modified | LFR200EV RSSD Modified | 366.3348 | 1346.2805
LIFECO-UK |  | 113004200007 | Empty Hose Reel Cabinet, Horizontal Double Compartments, Surface Type, Made of Full 1mm Galvanized Steel Red Painted, Size (1050x800x250mm), LIFECO-UK Model LF600 RSD Modified | LF600 RSD Modified | 282.3831 | 1037.7579
LIFECO-UK |  | 113004200010 | Empty Hose Reel Cabinet, Horizontal Double Compartments, Surface Type, Made of Full 1mm Stainless Steel Hairline Finish 304, Size (1050x800x250mm), LIFECO-UK Model LF600 SSSD Modified | LF600 SSSD Modified | 635.7436 | 2336.3577
LIFECO-UK |  | 113002200011 | Empty Hose Reel Cabinet, Horizontal Double Compartments, Recessed Type, Made of Full 1mm Galvanized Steel Red Painted, Size (1050x800x250mm), LIFECO-UK Model LF600 RSD Modified | LF600 RSD Modified | 282.3831 | 1037.7579
LIFECO-UK |  | 113002200014 | Empty Hose Reel Cabinet, Horizontal Double Compartments, Recessed Type, Back Box 1mm Galvanized Steel Red Painted, Door & Frame 1mm Stainless Steel Hairline Finish 304, Size (1050x800x250mm), LIFECO-UK Model LF600 RSSD Modified | LF600 RSSD Modified | 496.0784 | 1823.0882
LIFECO-UK |  | 126064200223 | Empty Hose Cabinet, Horizontal Double Compartments, Surface Type, Made of Full 1mm Galvanized Steel Red Painted, Size (950x700x230mm), LIFECO-UK Model LF4200 RSD Modified | LF4200 RSD Modified | 267.1192 | 981.6629
LIFECO-UK |  | 231007201677 | Empty Hose Cabinet, Horizontal Double Compartments, Surface Type, Made of Full 1mm Stainless Steel Hairline Finish 304, Size (950x700x230mm), LIFECO-UK Model LF4200 SSSD Modified | LF4200 SSSD Modified | 635.7436 | 2336.3577
LIFECO-UK |  | 231007201678 | Empty Hose Cabinet, Horizontal Double Compartments, Recessed Type, Made of Full 1mm Galvanized Steel Red Painted, Size (950x700x230mm), LIFECO-UK Model LF4200 RSD Modified | LF4200 RSD Modified | 267.1192 | 981.6629
LIFECO-UK |  | 126064200224 | Empty Hose Cabinet, Horizontal Double Compartments, Recessed Type, Back Box 1mm Galvanized Steel Red Painted, Door & Frame 1mm Stainless Steel Hairline Finish 304, Size (950x700x230mm), LIFECO-UK Model LF4200 RSSD Modified | LF4200 RSSD Modified | 480.8145 | 1766.9932
LIFECO-UK |  | 231007201679 | Empty Hose Cabinet, Horizontal Double Compartments, Surface Type, Made of Full 1mm Galvanized Steel Red Painted, Size (990x750x230mm), LIFECO-UK Model LF5200 RSD Modified | LF5200 RSD Modified | 270.9351 | 995.6867
LIFECO-UK |  | 231007201680 | Empty Hose Cabinet, Horizontal Double Compartments, Surface Type, Made of Full 1mm Stainless Steel Hairline Finish 304, Size (990x750x230mm), LIFECO-UK Model LF5200 SSSD Modified | LF5200 SSSD Modified | 635.7436 | 2336.3577
LIFECO-UK |  | 231007201681 | Empty Hose Cabinet, Horizontal Double Compartments, Recessed Type, Made of Full 1mm Galvanized Steel Red Painted, Size (990x750x230mm), LIFECO-UK Model LF5200 RSD Modified | LF5200 RSD Modified | 270.9351 | 995.6867
LIFECO-UK |  | 231007201682 | Empty Hose Cabinet, Horizontal Double Compartments, Recessed Type, Back Box 1mm Galvanized Steel Red Painted, Door & Frame 1mm Stainless Steel Hairline Finish 304, Size (990x750x230mm), LIFECO-UK Model LF5200 RSSD Modified | LF5200 RSSD Modified | 493.7888 | 1814.674
LIFECO-UK |  | 113007200131 | Empty Hose Reel Cabinet, Vertical Double Compartments, Surface Type, Made of Full 1mm Galvanized Steel Red Painted, Size (800x1600x250mm), LIFECO-UK Model LF900 RSD Modified | LF900 RSD Modified | 339.6229 | 1248.1143
LIFECO-UK |  | 034004200005 | Empty Hose Reel Cabinet, Vertical Double Compartments, Surface Type, Made of Full 1mm Stainless Steel Hairline Finish 304, Size (800x1600x250mm), LIFECO-UK Model LF900 SSSD Modified | LF900 SSSD Modified | 774.7982 | 2847.3833
LIFECO-UK |  | 113009200003 | Empty Hose Reel Cabinet, Vertical Double Compartments, Recessed Type, Made of Full 1mm Galvanized Steel Red Painted, Size (800x1600x250mm), LIFECO-UK Model LF900 RSD Modified | LF900 RSD Modified | 339.6229 | 1248.1143
LIFECO-UK |  | 034004900010 | Empty Hose Reel Cabinet, Vertical Double Compartments, Recessed Type, Back Box 1mm Galvanized Steel Red Painted, Door & Frame 1mm Stainless Steel Hairline Finish 304, Size (800x1600x250mm), LIFECO-UK Model LF900 RSSD Modified | LF900 RSSD Modified | 499.8944 | 1837.112
LIFECO-UK |  | 113008200019 | Empty Hose Reel Cabinet, Vertical Double Compartments, Surface Type, Made of Full 1mm Galvanized Steel Red Painted, Size (800x1600x300mm), LIFECO-UK Model LF900A RSD Modified | LF900A RSD Modified | 343.4389 | 1262.138
LIFECO-UK |  | 033034200002 | Empty Hose Reel Cabinet, Vertical Double Compartments, Recessed Type, Made of Full 1mm Galvanized Steel Red Painted, Size (800x1600x300mm), LIFECO-UK Model LF900 RSD Modified | LF900 RSD Modified | 343.4389 | 1262.138
LIFECO-UK |  | 033034200001 | Empty Hose Reel Cabinet, Vertical Double Compartments, Surface Type, Made of Full 1mm Stainless Steel Hairline Finish 304, Size (800x1600x300mm), LIFECO-UK Model LF900A SSSD Modified | LF900A SSSD Modified | 778.4615 | 2860.8462
LIFECO-UK |  | 034004200013 | Empty Hose Reel Cabinet, Vertical Double Compartments, Recessed Type, Back Box 1mm Galvanized Steel Red Painted, Doors & Frame 1mm Stainless Steel Hairline Finish 304, Size (800x1600x300mm), LIFECO-UK Model LF900A RSSD Modified | LF900A RSSD Modified | 503.7104 | 1851.1357
LIFECO-UK |  | 113009200013 | Only Doors & Frame, Without Back Box, Vertical Double Doors, Recessed Type, Made of Full 1mm Stainless Steel (Hairline Finish 304), Size (800x1600mm), LIFECO-UK,Model LF900 SSSD Modified | LF900 SSSD Modified | 400.6787 | 1472.4943
LIFECO-UK |  | 010004010009 | Hose Cradle, LIFECO-UK, Model SWR 81 | SWR 81 | 128.1218 | 470.8476
LIFECO-UK |  |  | Swing Arm Drum &Plate for Synthetic Hose Reel |  |  | 0
Approved Fire Hydrants
Item of | LIFECO-UK Item Code | Supplier Item Code | Description |  | LIFECO-UK GP (USD) | LIFECO-UK GP (AED)
LIFECO-UK UL/FM DRY HYDRANTS - FLANGED
LIFECO-UK | FFVLV23HYD010000032 | 016001200020 | Dry Barrel Hydrant Flanged Type, 6" Dia and 4'-0" (below 1220mm) Buried Length, Made of Ductile Iron, with One Pumper Connection 4.5"-4NH Thread and Two Hose Outlet Connections 2.5"-7.5NH Thread, 250 psi Rated Pressue, AWWA C502, UL/FM, LIFECO-UK, Model LF-FM1510A | LF-FM1510A | 1780.4 | 6542.97
LIFECO-UK | FFVLV23HYD010000032 | 016001200020 | Dry Barrel Hydrant Flanged Type, 6" Dia and 4'-0" (below 1220mm) Buried Length, Made of Ductile Iron, with One Pumper Connection 4"-4NH Thread and Two Hose Outlet Connections 2.5"-7.5NH Thread, 250 psi Rated Pressue, AWWA C502, UL/FM, LIFECO-UK, Model LF-FM1510B | LF-FM1510B | 1780.4 | 6542.97
LIFECO-UK UL/FM WET HYDRANTS
LIFECO-UK | FFVLV23HYD060000036 | 108004200003 | Hydrant, Wet Barrel Type, 6" Dia Made of Ductile Iron, with One Pumper Connection 4.5" Thread and Two Hose Outlet Connections 2.5" Thread, AWWA C503, without 4” Monitor Flange, UL\FM Approved, LIFECO-UK, Model LF-WBHX-115 | LF-WBHX-115 | 1495 | 5494.125
LIFECO-UK |  | 108004200004 | Hydrant, Wet Barrel Type, 6" Dia Made of Ductile Iron, with One Pumper Connection 4.5" Thread and Two Hose Outlet Connections 2.5" Thread, AWWA C503, with 4” Monitor Flange Only, UL\FM Approved, LIFECO-UK, Model LF-WBHM-115 | LF-WBHM-115 | 1520 | 5586
LIFECO-UK | FFVLV23HYD060000036 | 108004200003 | Hydrant, Wet Barrel Type, 6" Dia Made of Ductile Iron, with One Pumper Connection 4" Thread and Two Hose Outlet Connections 2.5" Thread, AWWA C503, without 4” Monitor Flange, UL\FM Approved, LIFECO-UK, Model LF-WBHX-100 | LF-WBHX-100 | 1497.483 | 5503.25
LIFECO-UK |  | 108004200004 | Hydrant, Wet Barrel Type, 6" Dia Made of Ductile Iron, with One Pumper Connection 4" Thread and Two Hose Outlet Connections 2.5" Thread, AWWA C503, with 4” Monitor Flange Only, UL\FM Approved, LIFECO-UK, Model LF-WBHM-100 | LF-WBHM-100 | 1519.0857 | 5582.64
SFFECO LPCB Approved Dry Hydrant (4" High Barrel Depth) Without Valve
SFFECO |  | 016001200096 | Hydrant, Dry Pillar Type, 100mm Dia High Barrel Depth and angle inlet Made of Ductile Iron, (800 mm Bury Length), with One Pumper Connection 4" BSP Threaded and Outlet with two nos. of 2.5" BSP Aluminium couplings, Rated Pressure 16 Bar, BS EN14384, LPCB Approved, SFFECO,Model SFH100-LPHD | SFH100-LPHD | 1510.7548 | 5552.0239
SFFECO |  | 016001200097 | Hydrant, Dry Pillar Type, 100mm Dia High Barrel Depth and angle inlet Made of Ductile Iron, (1200 mm Bury Length), with One Pumper Connection 4" BSP Threaded and Outlet with two nos. of 2.5" BSP Aluminium couplings, Rated Pressure 16 Bar, BS EN14384, LPCB Approved, SFFECO,Model SFH100-LPHD | SFH100-LPHD | 1661.8303 | 6107.2263
SFFECO LPCB Approved Dry Hydrant (6" High Barrel Depth) Without Valve
SFFECO |  | 016001200098 | Hydrant, Dry Pillar Type, 150mm Dia High Barrel Depth and angle inlet Made of Ductile Iron, (800 mm Bury Length), with One Pumper Connection 4" BSP Threaded and Outlet with two nos. of 2.5" BSP Aluminium couplings, Rated Pressure 16 Bar, BS EN14384, LPCB Approved, SFFECO,Model SFH150-LPHD | SFH150-LPHD | 1858.2284 | 6828.9894
SFFECO |  | 016001200099 | Hydrant, Dry Pillar Type, 150mm Dia High Barrel Depth and angle inlet Made of Ductile Iron, (1200 mm Bury Length), with One Pumper Connection 4" BSP Threaded and Outlet with two nos. of 2.5" BSP Aluminium couplings, Rated Pressure 16 Bar, BS EN14384, LPCB Approved, SFFECO,Model SFH150-LPHD | SFH150-LPHD | 2039.519 | 7495.2323
SFFECO LPCB Approved Dry Hydrant Anti-Theft SS316L Stem
SFFECO |  | SF-HYDDRY082 | Hydrant, Dry Pillar (Anti-Theft) Type, 100 mm Dia High Barrel Depth, Angled Inlet , Made of Ductile Iron, (1200 mm Bury Length), with One Pumper Connection 4" BSP Threaded and Outlet with two nos. of 2.5" built in BS336 outlet, Rated Pressure 16 Bar, BS EN14384, LPCB Approved,,Model SFH100-LPHDAT (SS316L Stem) | SFH100-LPHDAT (SS316L Stem) | On Request | On Request
SFFECO |  | SF-HYDDRY083 | Hydrant, Dry Pillar (Anti-Theft) Type, 150 mm Dia High Barrel Depth, Angled Inlet, Made of Ductile Iron, (1200 mm Bury Length), with One Pumper Connection 4" BSP Threaded and Outlet with two nos. of 2.5" built in BS336 outlet, Rated Pressure 16 Bar, BS EN14384, LPCB Approved,,Model SFH150-LPHDAT (SS316L Stem) | SFH150-LPHDAT (SS316L Stem) | On Request | On Request
SFFECO |  | SF-HYDDRY084 | Hydrant, Dry Pillar (Anti-Theft) Type, 100 mm Dia High Barrel Depth, Angled Inlet , Made of Ductile Iron, (1200 mm Bury Length), with One Pumper Connection 4" BSP Threaded and Outlet with two nos. of 2.5" built in BS336 outlet, Rated Pressure 16 Bar, BS EN14384, LPCB Approved,,Model SFH100-LPHDAT (Carbon Steel Stem) | SFH100-LPHDAT (Carbon Steel Stem) | On Request | On Request
SFFECO |  | SF-HYDDRY085 | Hydrant, Dry Pillar (Anti-Theft) Type, 150 mm Dia High Barrel Depth, Angled Inlet, Made of Ductile Iron, (1200 mm Bury Length), with One Pumper Connection 4" BSP Threaded and Outlet with two nos. of 2.5" built in BS336 outlet, Rated Pressure 16 Bar, BS EN14384, LPCB Approved,,Model SFH150-LPHDAT (Carbon Steel Stem) | SFH150-LPHDAT (Carbon Steel Stem) | On Request | On Request
LIFECO-UK NON LISTED HYDRANTS
Item of | LIFECO-UK Item Code | Supplier Item Code | Description |  | LIFECO-UK GP (USD) | LIFECO-UK GP (AED)
Standard Hydrant Cabinets
LIFECO-UK |  | 038001200004 | Empty Hydrant Cabinet, Self-Standing Type, Made of Full 1mm Galvanized Steel Red Painted, Size (800x1000x250x600Leg), LIFECO-UK,Model LHC750 RSD Modified | LHC750 RSD Modified | 320.543 | 1177.9955
LIFECO-UK |  | 038001200006 | Empty Hydrant Cabinet, Self-Standing Type, Made of Full 1mm Galvanized Steel Red Painted, Size (800x1500x250x100Leg), LIFECO-UK,Model LHC800 RSD Modified | LHC800 RSD Modified | 370.1508 | 1360.3043
LIFECO-UK |  | 018009010001 | Axe with wood/plastic handle size small ,for hydrant cabinet, LIFECO-UK |  | 7.012 | 25.7691
LIFECO-UK |  | 018009010007 | Crow Bar |  | 18.2504 | 67.0701
LIFECO-UK |  | 016003030002 | Hose Wrench |  | 10.2945 | 37.8321
LIFECO-UK |  | 016003040021 | Hydrant Key, Chrome Plated Handle |  | 28.3809 | 104.2997
Non Listed Dry Hydrants
LIFECO-UK |  | 042002200020 | LIFECO-UK Hydrant, Dry Barrel Type, 4" Dia and 800mm Buried Length with 1pc 4" Pumper Connection & 2 pcs of 2.5" Dia Threaded NST Hose Outlet (Without Landing Valves), Model 100LFH800 | 100LFH800 | 1368.5 | 5029.2375
LIFECO-UK |  | 110004200001 | LIFECO-UK Hydrant, Dry Barrel Type, 4" Dia and 1200mm Buried Length with 1pc 4" Pumper Connection & 2 pcs of 2.5" Dia Threaded NST Hose Outlet (Without Landing Valves), Model 100LFH1200 | 100LFH1200 | 1403 | 5156.025
LIFECO-UK |  | 044001200001 | LIFECO-UK Hydrant, Dry Barrel Type, 6" Dia and 800mm Buried Length with 1pc 4" Pumper Connection & 2 pcs of 2.5" Dia Threaded NST Hose Outlet (Without Landing Valves), Model 150LFH800 | 150LFH800 | 1575.5 | 5789.9625
LIFECO-UK |  | 044001200002 | LIFECO-UK Hydrant, Dry Barrel Type, 6" Dia and 1200mm Buried Length with 1pc 4" Pumper Connection & 2 pcs of 2.5" Dia Threaded NST Hose Outlet (Without Landing Valves), Model 150LFH1200 | 150LFH1200 | 1702 | 6254.85
Non Listed Wet Hydrant
LIFECO-UK |  | 108005200005 | Hydrant, 2-Way Wet Barrel Type 4" Dia with 2 pcs of 2.5" Oblique Landing Valve, LIFECO-UK, Model LF-WH-100 | LF-WH-100 | 378 | 1389.15
LIFECO-UK |  | 016001010006 | Hydrant, 2-Way Wet Barrel Type 6" Dia with 2 pcs of 2.5" Oblique Landing Valve, LIFECO-UK, Model LF-WH-150 | LF-WH-150 | 667 | 2451.225
SFFECO |  | 108005200006 | Hydrant, 2-Way Wet Barrel Type 4" Dia with 2 pcs of 2.5" Kitemarked Oblique Landing Valve, Model LF-50W/100 | LF-50W/100 | 713.2109 | 2621.05
SFFECO |  | 016001200025 | Hydrant, 2-Way Wet Barrel Type 6" Dia with 2 pcs of 2.5" Kitemarked Oblique Landing Valve, Model LF-50W/150 | LF-50W/150 | 857.0709 | 3149.7355
Non Listed Underground Hydrant
LIFECO-UK |  | 016001200006 | Hydrant, Underground Type, 3" Flanged inlet connection without standpipe, Model LF-UFH | LF-UFH | Upon Request | Upon Request
LIFECO-UK |  | 109001200008 | Single Head Standpipe with 2.5" BS336 Aluminium Morris Coupling, |  | Upon Request | Upon Request
LIFECO-UK |  | 042002200038 | Double Head Standpipe with 2 x 2.5" BS336 Aluminium Morris Coupling, |  | Upon Request | Upon Request
LIFECO-UK |  | 016001200024 | Underground Hydrant Key Socket, Aluminium, |  | Upon Request | Upon Request
FIRE BLANKETS
Item of | LIFECO-UK Item Code | Supplier Item Code | Description |  | LIFECO-UK GP (USD) | LIFECO-UK GP (AED)
LIFECO-UK Fire Blanket (Non Approved)
LIFECO-UK |  |  | Fire Blanket, White Colour, with Black Strip, Hard Flat PVC Case in Red Colour, Size 1.1mx1.1m, Model LFB | LFB | 19.4615 | 71.5212
LIFECO-UK |  |  | Fire Blanket, White Colour, with Black Strip, Hard Flat PVC Case in Red Colour, Size 1.2mx1.2m, Model LFB | LFB | 22.7051 | 83.4413
LIFECO-UK |  |  | Fire Blanket, White Colour, with Black Strip, Hard Flat PVC Case in Red Colour, Size 1.2mx1.8m, Model LFB | LFB | 30.0032 | 110.2618
SFFECO Fire Blanket Kite Marked
SFFECO |  | 202001200003 | Fire Blanket, White Colour, with Black Strip, Hard Flat PVC Case in Red Colour, BS EN 1869 Approved, Size 1.1mx1.1m, Model SFD-FB-1111 | SFD-FB-1111 | 19.4615 | 71.5212
SFFECO |  | 202001200002 | Fire Blanket, White Colour, with Black Strip, Hard Flat PVC Case in Red Colour, BS EN 1869 Approved, Size 1.2mx1.2m, Model SFD-FB-1212 | SFD-FB-1212 | 22.7051 | 83.4413
SFFECO |  | 202001200001 | Fire Blanket, White Colour, with Black Strip, Hard Flat PVC Case in Red Colour, BS EN 1869 Approved, Size 1.2mx1.8m, Model SFD-FB-1218 | SFD-FB-1218 | 30.0032 | 110.2618
LIFECO-UK EN APPROVED FIRE EXTINGUISHERS
Item of | LIFECO-UK Item Code | Supplier Item Code | Description |  | LIFECO-UK GP (USD) | LIFECO-UK GP (AED)
Ext. Portable KM Dry Powder Type
LIFECO-UK |  |  | Extinguisher, Portable 1 kg ABC Powder, 8A&34B, BSI KM Approved, LIFECO-UK, Model LF-PDP-1 | LF-PDP-1 | 18.3149 | 67.3071
LIFECO-UK |  |  | Extinguisher, Portable 2 kg ABC Powder, 13A&70B, BSI KM Approved, LIFECO-UK, Model LF-PDP-2 | LF-PDP-2 | 23.0754 | 84.8021
LIFECO-UK |  |  |  |  | 26.6512 | 97.943
LIFECO-UK |  |  | Extinguisher, Portable 4 kg ABC Powder, 21A&113B, BSI KM Approved, LIFECO-UK, Model LF-PDP-4 | LF-PDP-4 | 28.0271 | 102.9997
LIFECO-UK |  |  | Extinguisher, Portable 6 kg ABC Powder, 34A&183B, BSI KM Approved, LIFECO-UK, Model LF-PDP-6 | LF-PDP-6 | 38.4749 | 141.3953
LIFECO-UK |  |  |  |  | PRICE UPON REQUEST | On Request
LIFECO-UK |  |  | Extinguisher, Portable 9 kg ABC Powder, 43A&233B, BSI KM Approved, LIFECO-UK, Model LF-PDP-9 | LF-PDP-9 | 47.6048 | 174.9477
LIFECO-UK |  |  | Extinguisher, Portable 12 kg ABC Powder, 55A&233B, BSI KM Approved, LIFECO-UK, Model LF-PDP-12 | LF-PDP-12 | 58.4811 | 214.9179
LIFECO-UK |  |  |  |  | PRICE UPON REQUEST | On Request
LIFECO-UK |  |  |  |  | PRICE UPON REQUEST | On Request
Ext. Portable KM Foam Type
LIFECO-UK |  |  | Extinguisher, Portable 2 Ltr 3% AFFF Foam, 5A&34B, BSI KM Approved, LIFECO-UK, Model LF-PF-2 | LF-PF-2 | PRICE UPON REQUEST | on request
LIFECO-UK |  |  | Extinguisher, Portable 6 Ltr 3% AFFF Foam, 13A, BSI KM Approved, LIFECO-UK, Model LF-PF-6 | LF-PF-6 | 42.676 | 156.8342
LIFECO-UK |  |  | Extinguisher, Portable 9 Ltr 3% AFFF Foam, 21A, BSI KM Approved, LIFECO-UK, Model LF-PF-9 | LF-PF-9 | 52.3135 | 192.2521
LIFECO-UK |  |  |  |  | PRICE UPON REQUEST | on request
LIFECO-UK |  |  |  |  | PRICE UPON REQUEST | on request
Ext. Portable KM Wet Chemical Type
LIFECO-UK |  |  |  |  | On Request | On Request
LIFECO-UK |  |  |  |  | On Request | On Request
Ext. Portable KM Water Type
LIFECO-UK |  |  | Extinguisher, Portable 2 Ltr Water + Additive, 13A, 34B, & 25F BSI KM Approved, LIFECO-UK, Model LF-PW-2 | LF-PW-2 | 33.8704 | 124.4736
LIFECO-UK |  |  | Extinguisher, Portable 6 Ltr Water + Additive, 34A, 113B, & 75F BSI KM Approved, LIFECO-UK, Model LF-PW-6 | LF-PW-6 | 46.6925 | 171.5948
LIFECO-UK |  |  | Extinguisher, Portable 9 Ltr Water + Additive, 55A, 183B, & 75F BSI KM Approved, LIFECO-UK, Model LF-PW-9 | LF-PW-9 | PRICE UPON REQUEST | On Request
LIFECO-UK |  |  |  |  | PRICE UPON REQUEST | On Request
LIFECO-UK |  |  |  |  | PRICE UPON REQUEST | On Request
Ext. Portable KM CO2 Type
LIFECO-UK |  |  | Extinguisher, Portable 2 kg CO2, 34B, BSI KM Approved, LIFECO-UK, Model LF-CO-2 | LF-CO-2 | 48.1902 | 177.099
LIFECO-UK |  |  | Extinguisher, Portable 5 kg CO2, 89B, BSI KM Approved, LIFECO-UK, Model LF-CO-5 | LF-CO-5 | 100.1 | 367.8675
Ext. Portable KM Aqua Spray Type
LIFECO-UK |  |  |  |  | On Request | On Request
LIFECO-UK |  |  |  |  | On Request | On Request
LIFECO-UK AUTOMATIC AND TROLLY FIRE EXTINGUISHERS
Item of | LIFECO-UK Item Code | Supplier Item Code | Description |  | LIFECO-UK GP (USD) | LIFECO-UK GP (AED)
Ext. Automatic Dry Powder Type
LIFECO-UK |  | 031005200003 | Extinguisher, Automatic, 10 Lbs Dry Powder, LIFECO-UK, Model PD4.5MATIC | PD4.5MATIC | 70.2142 | 258.0371
LIFECO-UK |  | 031005200002 | Extinguisher, Automatic, 6 kg Dry Powder, LIFECO-UK, Model PD6MATIC | PD6MATIC | 72.5038 | 266.4514
LIFECO-UK |  | 031005200001 | Extinguisher, Automatic, 10 kg Dry Powder, LIFECO-UK, Model PD10MATIC | PD10MATIC | 133.5596 | 490.8314
LIFECO-UK |  | 031005200007 | Extinguisher, Automatic, 12 kg Dry Powder, LIFECO-UK, Model PD12MATIC | PD12MATIC | 143.4811 | 527.2932
LIFECO-UK |  | 148001200004 | Extinguisher, Automatic, 15 kg Dry Powder, LIFECO-UK, Model PD15MATIC | PD15MATIC | PRICE UPON REQUEST | PRICE UPON REQUEST
LIFECO-UK |  | 148001200002 | Extinguisher, Automatic, 20 kg Dry Powder, LIFECO-UK, Model PD20MATIC | PD20MATIC | PRICE UPON REQUEST | PRICE UPON REQUEST
LIFECO-UK |  | 148001200003 | Extinguisher, Automatic, 25 kg Dry Powder, LIFECO-UK, Model PD25MATIC | PD25MATIC | PRICE UPON REQUEST | PRICE UPON REQUEST
LIFECO-UK |  | 031005200011 | Extinguisher, Automatic, 30 kg Dry Powder, LIFECO-UK, Model PD30MATIC | PD30MATIC | PRICE UPON REQUEST | PRICE UPON REQUEST
Ext. Automatic Foam Type
LIFECO-UK |  | 031006200002 | Extinguisher, Automatic, 4.5 Ltr Foam, LIFECO-UK, Model FX4.5MATIC | FX4.5MATIC | 77.8462 | 286.0846
LIFECO-UK |  | 031006200001 | Extinguisher, Automatic, 6 Ltr Foam, LIFECO-UK, Model FX6MATIC | FX6MATIC | 80.1357 | 294.4989
LIFECO-UK |  | 148002200003 | Extinguisher, Automatic, 10 Ltr Foam, LIFECO-UK, Model FX10MATIC | FX10MATIC | 135.8492 | 499.2457
LIFECO-UK |  | 126064200232 | Extinguisher, Automatic, 12 Ltr Foam, LIFECO-UK, Model FX12MATIC | FX12MATIC | 137.3756 | 504.8552
LIFECO-UK |  | 031006200005 | Extinguisher, Automatic, 15 Ltr Foam, LIFECO-UK, Model FX15MATIC | FX15MATIC | 213.6953 | 785.3303
LIFECO-UK |  | 031006200010 | Extinguisher, Automatic, 20 Ltr Foam, LIFECO-UK, Model FX20MATIC | FX20MATIC | 217.5113 | 799.3541
LIFECO-UK |  | 031006200007 | Extinguisher, Automatic, 25 Ltr Foam, LIFECO-UK, Model FX25MATIC | FX25MATIC | 219.8009 | 807.7683
LIFECO-UK |  | 126064200233 | Extinguisher, Automatic, 30 Ltr Foam, LIFECO-UK, Model FX30MATIC | FX30MATIC | PRICE UPON REQUEST | PRICE UPON REQUEST
Ext. Mobile CO2 Type
LIFECO-UK |  | 030003010063 | Extinguisher, Mobile 10 kg CO2, LIFECO-UK, Model TC10 | TC10 | 255.6712 | 939.5916
LIFECO-UK |  | 030003200005 | Extinguisher, Mobile 25 kg CO2, LIFECO-UK, Model TC25 | TC25 | 873.8612 | 3211.44
LIFECO-UK |  | 030003200004 | Extinguisher, Mobile 30 kg CO2, LIFECO-UK, Model TC30 | TC30 | PRICE UPON REQUEST | PRICE UPON REQUEST
LIFECO-UK |  | 030010000001 | Extinguisher, Mobile 45 kg CO2, LIFECO-UK, Model TC45 | TC45 | PRICE UPON REQUEST | PRICE UPON REQUEST
LIFECO-UK |  | 030003200007 | Extinguisher, Mobile 60 kg CO2, LIFECO-UK, Model TC60 | TC60 | PRICE UPON REQUEST | PRICE UPON REQUEST
Ext. Mobile Dry Powder Type
LIFECO-UK |  | 030004200001 | Extinguisher, Mobile 25 kg Dry Powder, Stored Pressure, LIFECO-UK, Model TPD25 | TPD25 | 290.0151 | 1065.8054
LIFECO-UK |  | 030004200005 | Extinguisher, Mobile 30 kg Dry Powder, Stored Pressure, LIFECO-UK, Model TPD30 | TPD30 | 297.6471 | 1093.8529
LIFECO-UK |  | 030004200003 | Extinguisher, Mobile 50 kg Dry Powder, Stored Pressure, LIFECO-UK, Model TPD50 | TPD50 | 377.7828 | 1388.3518
LIFECO-UK |  | SF-EXTSTMPD004 | Extinguisher, Mobile 75 kg Dry Powder, Stored Pressure, LIFECO-UK, Model TPDS75 | TPDS75 | PRICE UPON REQUEST | PRICE UPON REQUEST
LIFECO-UK |  | SF-EXTSTMPD005 | Extinguisher, Mobile 100 kg Dry Powder, Stored Pressure, LIFECO-UK, Model TPDS100 | TPDS100 | PRICE UPON REQUEST | PRICE UPON REQUEST
LIFECO-UK |  | SF-EXTSTMPD006 | Extinguisher, Mobile 150 kg Dry Powder, Stored Pressure, LIFECO-UK, Model TPDS150 | TPDS150 | PRICE UPON REQUEST | PRICE UPON REQUEST
LIFECO-UK |  | SF-EXTSTMPD101 | Extinguisher, Mobile 25 kg Dry Powder, Outside Cartridge, LIFECO-UK, Model TPC25 | TPC25 | PRICE UPON REQUEST | PRICE UPON REQUEST
LIFECO-UK |  | SF-EXTSTMPD102 | Extinguisher, Mobile 30 kg Dry Powder, Outside Cartridge, LIFECO-UK, Model TPC30 | TPC30 | PRICE UPON REQUEST | PRICE UPON REQUEST
LIFECO-UK |  | SF-EXTSTMPD103 | Extinguisher, Mobile 50 kg Dry Powder, Outside Cartridge, LIFECO-UK, Model TPC50 | TPC50 | PRICE UPON REQUEST | PRICE UPON REQUEST
LIFECO-UK |  | SF-EXTSTMPD104 | Extinguisher, Mobile 75 kg Dry Powder, Outside Cartridge, LIFECO-UK, Model TPCS75 | TPCS75 | PRICE UPON REQUEST | PRICE UPON REQUEST
LIFECO-UK |  | SF-EXTSTMPD105 | Extinguisher, Mobile 100 kg Dry Powder, Outside Cartridge, LIFECO-UK, Model TPCS100 | TPCS100 | PRICE UPON REQUEST | PRICE UPON REQUEST
LIFECO-UK |  | SF-EXTSTMPD106 | Extinguisher, Mobile 150 kg Dry Powder, Outside Cartridge, LIFECO-UK, Model TPCS150 | TPCS150 | PRICE UPON REQUEST | PRICE UPON REQUEST
Ext. Mobile Foam Type
LIFECO-UK |  | 030005200002 | Extinguisher, Mobile 25 Ltr Foam, Stored Pressure, LIFECO-UK, Model TF25 | TF25 | 291.5415 | 1071.4149
LIFECO-UK |  | 030005200004 | Extinguisher, Mobile 30 Ltr Foam, Stored Pressure, LIFECO-UK, Model TF30 | TF30 | 328.175 | 1206.043
LIFECO-UK |  | 030005200001 | Extinguisher, Mobile 50 Ltr Foam, Stored Pressure, LIFECO-UK, Model TF50 | TF50 | 343.4389 | 1262.138
LIFECO-UK |  | SF-EXTSTMFM004 | Extinguisher, Mobile 100 Ltr Foam, Stored Pressure, LIFECO-UK, Model TF100 | TF100 | PRICE UPON REQUEST | PRICE UPON REQUEST
LIFECO-UK |  | SF-EXTSTMFM005 | Extinguisher, Mobile 10 Gln Foam, Stored Pressure, LIFECO-UK, Model TF10G | TF10G | PRICE UPON REQUEST | PRICE UPON REQUEST
LIFECO-UK |  | SF-EXTSTMFM006 | Extinguisher, Mobile 35 Gln Foam, Stored Pressure, LIFECO-UK, Model TF35G | TF35G | PRICE UPON REQUEST | PRICE UPON REQUEST
LIFECO-UK |  | SF-EXTSTMFM101 | Extinguisher, Mobile 50 Ltr Foam, Outside Cartridge, LIFECO-UK, Model TFC50 | TFC50 | PRICE UPON REQUEST | PRICE UPON REQUEST
LIFECO-UK |  | SF-EXTSTMFM102 | Extinguisher, Mobile 100 Ltr Foam, Outside Cartridge, LIFECO-UK, Model TFC100 | TFC100 | PRICE UPON REQUEST | PRICE UPON REQUEST
LIFECO-UK |  | SF-EXTSTMFM103 | Extinguisher, Mobile 35 Gln Foam, Outside Cartridge, LIFECO-UK, Model TFC35G | TFC35G | PRICE UPON REQUEST | PRICE UPON REQUEST
Ext. Mobile Water Type
LIFECO-UK |  | 030006010003 | Extinguisher, Mobile 25 Ltr Water, LIFECO-UK, Model WT25 | WT25 | 276.2775 | 1015.3199
LIFECO-UK |  | 030006010009 | Extinguisher, Mobile 50 Ltr Water, LIFECO-UK, Model WT50 | WT50 | 331.991 | 1220.0667
LIFECO-UK |  | SF-EXTSTMWT003 | Extinguisher, Mobile 100 Ltr Water, LIFECO-UK, Model WT100 | WT100 | PRICE UPON REQUEST | PRICE UPON REQUEST
LIFECO-UK |  | SF-EXTSTMWT004 | Extinguisher, Mobile 10 Gln Water, LIFECO-UK, Model WT10G | WT10G | PRICE UPON REQUEST | PRICE UPON REQUEST
LIFECO-UK |  | SF-EXTSTMWT005 | Extinguisher, Mobile 35 Gln Water, LIFECO-UK, Model WT35G | WT35G | PRICE UPON REQUEST | PRICE UPON REQUEST
KM Approved Trolley Extinguishers - SFFECO Brand
SFFECO |  | 030008200016 | Extinguisher, Mobile 25 Kg ABC Powder, Stored Pressure. Fire Rating A & IB, KM 667594, Model SF-MFE-TM-25SPP-D | SF-MFE-TM-25SPP-D | 354.801 | 1303.8937
SFFECO |  | 030008200017 | Extinguisher, Mobile 50 Kg ABC Powder, Stored Pressure. Fire Rating A & IIB, KM 667594, Model SF-MFE-TM-50SPP-D | SF-MFE-TM-50SPP-D | 462.7839 | 1700.731
SFFECO |  | 030008200020 | Extinguisher, Mobile 25 Kg ABC Powder, Cartridge Operated. Fire Rating A & IB, KM 667594, Model SF-MFE-TM-25COP-D | SF-MFE-TM-25COP-D | 447.3578 | 1644.0399
SFFECO |  | 030008200021 | Extinguisher, Mobile 50 Kg ABC Powder, Cartridge Operated. Fire Rating A & IIB, KM 667594, Model SF-MFE-TM-50COP-D | SF-MFE-TM-50COP-D | 592.3634 | 2176.9356
SFFECO |  | 030008200018 | Extinguisher, Mobile 50 liter AFFF Foam, Stored Pressure. Fire Rating A & IIB, KM 667594, Model SF-MFE-TM-50SPF-D | SF-MFE-TM-50SPF-D | 442.73 | 1627.0326
SFFECO |  | 030008200019 | Extinguisher, Mobile 50 liter AFFF Foam, Cartridge Operated. Fire Rating A & IIB, KM 667594, Model SF-MFE-TM-50COF-D | SF-MFE-TM-50COF-D | 530.6589 | 1950.1715
SFFECO |  | 030020200003 | Extinguisher, Mobile 10 Kg CO2 , Stored Pressure. Fire Rating 113B, KM 667594, Model SF-MFE-TM-10CD-D | SF-MFE-TM-10CD-D | 354.801 | 1303.8937
SFFECO |  | 030020200004 | Extinguisher, Mobile 20 Kg CO2 , Stored Pressure. Fire Rating 144B, KM 667594, Model SF-MFE-TM-20CD-D | SF-MFE-TM-20CD-D | PRICE UPON REQUEST | PRICE UPON REQUEST
LIFECO-UK FIRE EXTINGUISHERS CABINETS
Item of | LIFECO-UK Item Code | Supplier Item Code | Description |  | LIFECO-UK GP (USD) | LIFECO-UK GP (AED)
LF126 GROUP: Extinguisher Cabinet, SURFACE TYPE
LIFECO-UK |  | 040011010001 | Empty Fire Extinguisher Cabinet, Surface Type, Made of Full 1mm Galvanized Steel Red Painted, Size (350x750x220mm), LIFECO-UK, Model LF126 RSD | LF126 RSD | 152.6395 | 560.9502
LIFECO-UK |  | 126064200225 | Empty Fire Extinguisher Cabinet, Surface Type, Made of Full 1mm Stainless Steel Hairline Finish 304, Size (350x750x220mm), LIFECO-UK, Model LF126 SSSD | LF126 SSSD | 320.543 | 1177.9955
LF222 GROUP: Extinguisher Cabinet, SURFACE TYPE
LIFECO-UK |  | 126064200226 | Empty Fire Extinguisher Cabinet, Surface Type, Made of Full 1mm Galvanized Steel Red Painted, Size (500x750x220mm), LIFECO-UK, Model LF222 RSD | LF222 RSD | 156.4555 | 574.974
LIFECO-UK |  | 126064200227 | Empty Fire Extinguisher Cabinet, Surface Type, Made of Full 1mm Stainless Steel Hairline Finish 304, Size (500x750x220mm), LIFECO-UK, Model LF222 SSSD | LF222 SSSD | 331.991 | 1220.0667
LF106 GROUP: Extinguisher Cabinet, RECESSED TYPE
LIFECO-UK |  | 126064200228 | Empty Fire Extinguisher Cabinet, Recessed Type, Made of Full 1mm Galvanized Steel Red Painted, Size (350x750x220mm), LIFECO-UK, Model LF106 RSD | LF106 RSD | 152.6395 | 560.9502
LIFECO-UK |  | 126064200229 | Empty Fire Extinguisher Cabinet, Recessed Type, Back Box 1mm Galvanized Steel Red Painted, Door & Frame 1mm Stainless Steel Hairline Finish 304, Size (350x750x220mm), LIFECO-UK, Model LF106 RSSD | LF106 RSSD | 274.7511 | 1009.7104
LF204 GROUP: Extinguisher Cabinet, RECESSED TYPE
LIFECO-UK |  | 116036200006 | Empty Fire Extinguisher Cabinet, Recessed Type, Made of Full 1mm Galvanized Steel Red Painted, Size (500x750x220mm), LIFECO-UK, Model LF204 RSD | LF204 RSD | 156.4555 | 574.974
LIFECO-UK |  | 126064200230 | Empty Fire Extinguisher Cabinet, Recessed Type, Back Box 1mm Galvanized Steel Red Painted, Door & Frame 1mm Stainless Steel Hairline Finish 304, Size (500x750x220mm), LIFECO-UK, Model LF204 RSSD | LF204 RSSD | 316.727 | 1163.9717
Recessed Type Cabinets
LIFECO-UK |  |  | Extinguisher Cabinet, Recessed Type, Empty, Made of Galvanized Steel, Red Colour, Full Metal Door, for accommodating 5 Lbs / 3 kg Dry Powder or Halotron I Fire Extinguisher, LIFECO-UK, Model LF102 RSD | LF102 RSD | 0 | 0
LIFECO-UK |  |  | Extinguisher Cabinet, Recessed Type, Empty, Made of Galvanized Steel, Red Colour, Full Metal Door, for accommodating 10 Lbs / 6 kg Dry Powder or Halotron I, 6 Ltr Foam Fire Extinguisher, LIFECO-UK, Model LF104 RSD | LF104 RSD | 0 | 0
LIFECO-UK |  |  | Extinguisher Cabinet, Recessed Type, Empty, Made of Galvanized Steel, Red Colour, Full Metal Door, for accommodating 10 / 12 kg Dry Powder or Halotron I, 10 Ltr Water Fire Extinguisher, LIFECO-UK, Model LF106 RSD | LF106 RSD | 0 | 0
LIFECO-UK |  |  | Extinguisher Cabinet, Recessed Type, Empty, Made of Galvanized Steel, Red Colour, Full Metal Door, for accommodating 10 Lbs / 3 kg CO2 Fire Extinguisher, LIFECO-UK, Model LF108 RSD | LF108 RSD | 0 | 0
LIFECO-UK |  |  | Extinguisher Cabinet, Recessed Type, Empty, Made of Galvanized Steel, Red Colour, Full Metal Door, for accommodating 10 Lbs / 6 kg Dry Powder or Halotron I, 6 Ltr Foam Fire Extinguisher with Blanket 4'x4', LIFECO-UK, Model LF202 RSD | LF202 RSD | 0 | 0
LIFECO-UK |  |  | Extinguisher Cabinet, Recessed Type, Empty, Made of Galvanized Steel, Red Colour, Full Metal Door, for accommodating 10 kg / 12 kg Dry Powder or Halotron I, 10 Ltr Water / Foam, 5 Lbs CO2 Fire Extinguisher with Fire Blanket 4'x4', LIFECO-UK, Model LF204 RSD | LF204 RSD | 0 | 0
LIFECO-UK |  |  | Extinguisher Cabinet, Recessed Type, Empty, Made of Galvanized Steel, Red Colour, Clear Glass Metal Door, for accommodating 5 Lbs / 3 kg Dry Powder or Halotron I Fire Extinguisher, LIFECO-UK, Model LF102 RGD | LF102 RGD | 0 | 0
LIFECO-UK |  |  | Extinguisher Cabinet, Recessed Type, Empty, Made of Galvanized Steel, Red Colour, Clear Glass Metal Door, for accommodating 10 Lbs / 6 kg Dry Powder or Halotron I, 6 Ltr Foam Fire Extinguisher, LIFECO-UK, Model LF104 RGD | LF104 RGD | 0 | 0
LIFECO-UK |  |  | Extinguisher Cabinet, Recessed Type, Empty, Made of Galvanized Steel, Red Colour, Clear Glass Metal Door, for accommodating 10 / 12 kg Dry Powder or Halotron I, 10 Ltr Water Fire Extinguisher, LIFECO-UK, Model LF106 RGD | LF106 RGD | 0 | 0
LIFECO-UK |  |  | Extinguisher Cabinet, Recessed Type, Empty, Made of Galvanized Steel, Red Colour, Clear Glass Metal Door, for accommodating 10 Lbs / 3 kg CO2 Fire Extinguisher, LIFECO-UK, Model LF108 RGD | LF108 RGD | 0 | 0
LIFECO-UK |  |  | Extinguisher Cabinet, Recessed Type, Empty, Made of Galvanized Steel, Red Colour, Clear Glass Metal Door, for accommodating 10 Lbs / 6 kg Dry Powder or Halotron I, 6 Ltr Foam Fire Extinguisher with Blanket 4'x4', LIFECO-UK, Model LF202 RGD | LF202 RGD | 0 | 0
LIFECO-UK |  |  | Extinguisher Cabinet, Recessed Type, Empty, Made of Galvanized Steel, Red Colour, Clear Glass Metal Door, for accommodating 10 kg / 12 kg Dry Powder or Halotron I, 10 Ltr Water / Foam, 5 Lbs CO2 Fire Extinguisher with Fire Blanket 4'x4', LIFECO-UK, Model LF204 RGD | LF204 RGD | 0 | 0
Semi-Recessed Type Cabinets
LIFECO-UK |  |  | Extinguisher Cabinet, Semi-Recessed Type, Empty, Made of Galvanized Steel, Red colour, Full Metal Door for accommodating 10 Lbs / 6 Kg Dry Powder or Halotron I Fire Extinguisher, LIFECO-UK, Model LF112 RSD. | LF112 RSD. | 0 | 0
LIFECO-UK |  |  | Extinguisher Cabinet, Semi-Recessed Type, Empty, Made of Galvanized Steel, Red Colour, Full Metal Door, for accommodate 10 / 12 Kg Dry Powder or Halotron I, 10 Ltr Water / Foam, 5 Lbs CO2 Fire Extinguisher, LIFECO-UK, Model LF114 RSD | LF114 RSD | 0 | 0
LIFECO-UK |  |  | Extinguisher Cabinet, Semi-Recessed Type, Empty, Made of Galvanized Steel, Red Colour, Full Metal Door, for Accommodating 10 Lbs / 6 Kg CO2 Fire Extinguisher, LIFECO-UK, Model LF116 RSD | LF116 RSD | 0 | 0
LIFECO-UK |  |  | Extinguisher Cabinet, Semi-Recessed Type, Empty, Made of Galvanized Steel, Red colour, Full Metal Door, for accommodating 10 Lbs / 6 Kg Dry Powder or Halotron I, LIFECO-UK, Model LF210 RSD | LF210 RSD | 0 | 0
LIFECO-UK |  |  | Extinguisher Cabinet, Semi-Recessed Type, Empty, Made of Galvanized Steel, Red Colour, Full Metal Door, for accommodating 10 / 12 Kg Dry Powder or Halotron I Fire Extinguisher, LIFECO-UK, Model LF212 RSD | LF212 RSD | 0 | 0
LIFECO-UK |  |  | Extinguisher Cabinet, Semi-Recessed Type, Empty, Made of Galvanized Steel, Red colour, Clear Glass Metal Door for accommodating 10 Lbs / 6 Kg Dry Powder or Halotron I Fire Extinguisher, LIFECO-UK, Model LF112 RGD. | LF112 RGD. | 0 | 0
LIFECO-UK |  |  | Extinguisher Cabinet, Semi-Recessed Type, Empty, Made of Galvanized Steel, Red Colour, Clear Glass Metal Door, for accommodate 10 / 12 Kg Dry Powder or Halotron I, 10 Ltr Water / Foam, 5 Lbs CO2 Fire Extinguisher, LIFECO-UK, Model LF114 RGD | LF114 RGD | 0 | 0
LIFECO-UK |  |  | Extinguisher Cabinet, Semi-Recessed Type, Empty, Made of Galvanized Steel, Red Colour, Clear Glass Metal Door, for Accommodating 10 Lbs / 6 Kg CO2 Fire Extinguisher, LIFECO-UK, Model LF116 RGD | LF116 RGD | 0 | 0
LIFECO-UK |  |  | Extinguisher Cabinet, Semi-Recessed Type, Empty, Made of Galvanized Steel, Red colour, Clear Glass Metal Door, for accommodating 10 Lbs / 6 Kg Dry Powder or Halotron I, LIFECO-UK, Model LF210 RGD | LF210 RGD | 0 | 0
LIFECO-UK |  |  | Extinguisher Cabinet, Semi-Recessed Type, Empty, Made of Galvanized Steel, Red Colour, Clear Glass Metal Door, for accommodating 10 / 12 Kg Dry Powder or Halotron I Fire Extinguisher, LIFECO-UK, Model LF212 RGD | LF212 RGD | 0 | 0
Surface Type Cabinets
LIFECO-UK |  |  | Extinguisher Cabinet, Surface Type, Empty, Made of Galvanized Steel, Red Colour, Full Metal Door, for accommodating 5 Lbs / 3 kg Dry Powder or Halotron I Fire Extinguisher, LIFECO-UK, Model LF120 RSD | LF120 RSD | 0 | 0
LIFECO-UK |  |  | Extinguisher Cabinet, Surface Type, Empty, Made of Galvanized Steel. Red Colour, Full Metal Door, for accommodating 10 Lbs / 6 Kg Dry Powder or Halotron I or 6 Ltr Foam Fire Extinguisher, LIFECO-UK, Model LF122 RSD | LF122 RSD | 0 | 0
LIFECO-UK |  |  | Extinguisher Cabinet, Surface Type, Empty, Made of Galvanized Steel, Red Colour, Full Metal Door, for accommodating 10/12 Kg Dry Powder or Halotron I, 10 Ltr Water / Foam, 5 Lbs CO2 Fire Extinguisher, LIFECO-UK, Model LF124 RSD | LF124 RSD | 0 | 0
LIFECO-UK |  |  | Extinguisher Cabinet, Surface Type, Empty, Made of Galvanized Steel, Red Colour, Full Metal Door, for accommodating 10 Lbs / 6 Kg CO2 Fire Extinguisher, LIFECO-UK, Model LF126 RSD | LF126 RSD | 0 | 0
LIFECO-UK |  |  | Extinguisher Cabinet, Surface Type, Empty, Made of Galvanized Steel, Red Colour, Full Metal Door, for Accommodating 10 Lbs / 6 Kg Dry Powder or Halotron I, 6 Ltr Foam Fire Extinguisher with Fire Blanket 4'x4', LIFECO-UK, Model LF220 RSD | LF220 RSD | 0 | 0
LIFECO-UK |  |  | Extinguisher Cabinet, Surface Type, Empty, Made of Galvanized Steel, Red Colour, Full Metal Door, for accommodating 10 / 12 Kg Dry Powder or Halotron I, 10 Ltr Water / Foam, 5 Lbs CO2 Fire Extinguisher with Fire Blanket 4'x4', LIFECO-UK, Model LF222 RSD | LF222 RSD | 0 | 0
LIFECO-UK |  |  | Extinguisher Cabinet, Surface Type, Empty, Made of Galvanized Steel, Red Colour, Clear Glass Metal Door, for accommodating 5 Lbs / 3 kg Dry Powder or Halotron I Fire Extinguisher, LIFECO-UK, Model LF120 RGD | LF120 RGD | 0 | 0
LIFECO-UK |  |  | Extinguisher Cabinet, Surface Type, Empty, Made of Galvanized Steel. Red Colour, Clear Glass Metal Door, for accommodating 10 Lbs / 6 Kg Dry Powder or Halotron I or 6 Ltr Foam Fire Extinguisher, LIFECO-UK, Model LF122 RGD | LF122 RGD | 0 | 0
LIFECO-UK |  |  | Extinguisher Cabinet, Surface Type, Empty, Made of Galvanized Steel, Red Colour, Clear Glass Metal Door, for accommodating 10/12 Kg Dry Powder or Halotron I, 10 Ltr Water / Foam, 5 Lbs CO2 Fire Extinguisher, LIFECO-UK, Model LF124 RGD | LF124 RGD | 0 | 0
LIFECO-UK |  |  | Extinguisher Cabinet, Surface Type, Empty, Made of Galvanized Steel, Red Colour, Clear Glass Metal Door, for accommodating 10 Lbs / 6 Kg CO2 Fire Extinguisher, LIFECO-UK, Model LF126 RGD | LF126 RGD | 0 | 0
LIFECO-UK |  |  | Extinguisher Cabinet, Surface Type, Empty, Made of Galvanized Steel, Red Colour, Clear Glass Metal Door, for Accommodating 10 Lbs / 6 Kg Dry Powder or Halotron I, 6 Ltr Foam Fire Extinguisher with Fire Blanket 4'x4', LIFECO-UK, Model LF220 RGD | LF220 RGD | 0 | 0
LIFECO-UK |  |  | Extinguisher Cabinet, Surface Type, Empty, Made of Galvanized Steel, Red Colour, Clear Glass Metal Door, for accommodating 10 / 12 Kg Dry Powder or Halotron I, 10 Ltr Water / Foam, 5 Lbs CO2 Fire Extinguisher with Fire Blanket 4'x4', LIFECO-UK, Model LF222 RGD | LF222 RGD | 0 | 0
FOAM SYSTEM AND EQUIPMENTS
Item of | LIFECO-UK Item Code | Supplier Item Code | Description |  | LIFECO-UK GP (USD) | LIFECO-UK GP (AED)
LIFECO UL Listed Vertical Foam Bladder Tank and Foam Proportioner
LIFECO-UK |  |  | LIFECO-UK Pre-Piped Foam Bladder Tank With Foam Proportioner, Vertical Mounting, UL Listed, 12 Bar Working Pressure, 36 Gallon Tank Size, 2.5" Carbon Steel Body and Stainless Steel Water Side Piping, Model LF-WSRCX | LF-WSRCX | 10235 | 37613.625
LIFECO-UK |  |  | LIFECO-UK Pre-Piped Foam Bladder Tank With Foam Proportioner, Vertical Mounting, UL Listed, 12 Bar Working Pressure, 40 Gallon Tank Size, 2.5" Carbon Steel Body and Stainless Steel Water Side Piping, Model LF-WSRCX | LF-WSRCX | 10559.024 | 38804.4132
LIFECO-UK |  |  | LIFECO-UK Pre-Piped Foam Bladder Tank With Foam Proportioner, Vertical Mounting, UL Listed, 12 Bar Working Pressure, 53 Gallon Tank Size, 2.5" Carbon Steel Body and Stainless Steel Water Side Piping, Model LF-WSRCX | LF-WSRCX | 10948 | 40233.9
LIFECO-UK |  |  | LIFECO-UK Pre-Piped Foam Bladder Tank With Foam Proportioner, Vertical Mounting, UL Listed, 12 Bar Working Pressure, 66 Gallon Tank Size, 2.5" Carbon Steel Body and Stainless Steel Water Side Piping, Model LF-WSRCX | LF-WSRCX | 11349.856 | 41710.7208
LIFECO-UK |  |  | LIFECO-UK Pre-Piped Foam Bladder Tank With Foam Proportioner, Vertical Mounting, UL Listed, 12 Bar Working Pressure, 79 Gallon Tank Size, 2.5" Carbon Steel Body and Stainless Steel Water Side Piping, Model LF-WSRCX | LF-WSRCX | 11667.992 | 42879.8706
LIFECO-UK |  |  | LIFECO-UK Pre-Piped Foam Bladder Tank With Foam Proportioner, Vertical Mounting, UL Listed, 12 Bar Working Pressure, 92 Gallon Tank Size, 2.5" Carbon Steel Body and Stainless Steel Water Side Piping, Model LF-WSRCX | LF-WSRCX | 11946.2 | 43902.285
LIFECO-UK |  |  | LIFECO-UK Pre-Piped Foam Bladder Tank With Foam Proportioner, Vertical Mounting, UL Listed, 12 Bar Working Pressure, 106 Gallon Tank Size, 2.5" Carbon Steel Body and Stainless Steel Water Side Piping, Model LF-WSRCX | LF-WSRCX | 12225.696 | 44929.4328
LIFECO-UK |  |  | LIFECO-UK Pre-Piped Foam Bladder Tank With Foam Proportioner, Vertical Mounting, UL Listed, 12 Bar Working Pressure, 119 Gallon Tank Size, 2.5" Carbon Steel Body and Stainless Steel Water Side Piping, Model LF-WSRCX | LF-WSRCX | 12463.976 | 45805.1118
LIFECO-UK |  |  | LIFECO-UK Pre-Piped Foam Bladder Tank With Foam Proportioner, Vertical Mounting, UL Listed, 12 Bar Working Pressure, 132 Gallon Tank Size, 2.5" Carbon Steel Body and Stainless Steel Water Side Piping, Model LF-WSRCX | LF-WSRCX | 12690.664 | 46638.1902
LIFECO-UK |  |  | LIFECO-UK Pre-Piped Foam Bladder Tank With Foam Proportioner, Vertical Mounting, UL Listed, 12 Bar Working Pressure, 145 Gallon Tank Size, 2.5" Carbon Steel Body and Stainless Steel Water Side Piping, Model LF-WSRCX | LF-WSRCX | 12909.624 | 47442.8682
LIFECO-UK |  |  | LIFECO-UK Pre-Piped Foam Bladder Tank With Foam Proportioner, Vertical Mounting, UL Listed, 12 Bar Working Pressure, 159 Gallon Tank Size, 2.5" Carbon Steel Body and Stainless Steel Water Side Piping, Model LF-WSRCX | LF-WSRCX | 13069.336 | 48029.8098
LIFECO-UK |  |  | LIFECO-UK Pre-Piped Foam Bladder Tank With Foam Proportioner, Vertical Mounting, UL Listed, 12 Bar Working Pressure, 172 Gallon Tank Size, 2.5" Carbon Steel Body and Stainless Steel Water Side Piping, Model LF-WSRCX | LF-WSRCX | 13270.264 | 48768.2202
LIFECO-UK |  |  | LIFECO-UK Pre-Piped Foam Bladder Tank With Foam Proportioner, Vertical Mounting, UL Listed, 12 Bar Working Pressure, 185 Gallon Tank Size, 2.5" Carbon Steel Body and Stainless Steel Water Side Piping, Model LF-WSRCX | LF-WSRCX | 13481.496 | 49544.4978
LIFECO-UK |  |  | LIFECO-UK Pre-Piped Foam Bladder Tank With Foam Proportioner, Vertical Mounting, UL Listed, 12 Bar Working Pressure, 198 Gallon Tank Size, 2.5" Carbon Steel Body and Stainless Steel Water Side Piping, Model LF-WSRCX | LF-WSRCX | 13779.024 | 50637.9132
LIFECO-UK |  |  | LIFECO-UK Pre-Piped Foam Bladder Tank With Foam Proportioner, Vertical Mounting, UL Listed, 12 Bar Working Pressure, 211 Gallon Tank Size, 2.5" Carbon Steel Body and Stainless Steel Water Side Piping, Model LF-WSRCX | LF-WSRCX | 13960.632 | 51305.3226
LIFECO-UK |  |  | LIFECO-UK Pre-Piped Foam Bladder Tank With Foam Proportioner, Vertical Mounting, UL Listed, 12 Bar Working Pressure, 225 Gallon Tank Size, 2.5" Carbon Steel Body and Stainless Steel Water Side Piping, Model LF-WSRCX | LF-WSRCX | 14220.808 | 52261.4694
LIFECO-UK |  |  | LIFECO-UK Pre-Piped Foam Bladder Tank With Foam Proportioner, Vertical Mounting, UL Listed, 12 Bar Working Pressure, 238 Gallon Tank Size, 2.5" Carbon Steel Body and Stainless Steel Water Side Piping, Model LF-WSRCX | LF-WSRCX | 14479.696 | 53212.8828
LIFECO-UK |  |  | LIFECO-UK Pre-Piped Foam Bladder Tank With Foam Proportioner, Vertical Mounting, UL Listed, 12 Bar Working Pressure, 251 Gallon Tank Size, 2.5" Carbon Steel Body and Stainless Steel Water Side Piping, Model LF-WSRCX | LF-WSRCX | 14778.512 | 54311.0316
LIFECO-UK |  |  | LIFECO-UK Pre-Piped Foam Bladder Tank With Foam Proportioner, Vertical Mounting, UL Listed, 12 Bar Working Pressure, 264 Gallon Tank Size, 2.5" Carbon Steel Body and Stainless Steel Water Side Piping, Model LF-WSRCX | LF-WSRCX | 17488.464 | 64270.1052
LIFECO-UK |  |  | LIFECO-UK Pre-Piped Foam Bladder Tank With Foam Proportioner, Vertical Mounting, UL Listed, 12 Bar Working Pressure, 291 Gallon Tank Size, 2.5" Carbon Steel Body and Stainless Steel Water Side Piping, Model LF-WSRCX | LF-WSRCX | 17914.792 | 65836.8606
LIFECO-UK |  |  | LIFECO-UK Pre-Piped Foam Bladder Tank With Foam Proportioner, Vertical Mounting, UL Listed, 12 Bar Working Pressure, 317 Gallon Tank Size, 2.5" Carbon Steel Body and Stainless Steel Water Side Piping, Model LF-WSRCX | LF-WSRCX | 18203.304 | 66897.1422
LIFECO-UK |  |  | LIFECO-UK Pre-Piped Foam Bladder Tank With Foam Proportioner, Vertical Mounting, UL Listed, 12 Bar Working Pressure, 343 Gallon Tank Size, 2.5" Carbon Steel Body and Stainless Steel Water Side Piping, Model LF-WSRCX | LF-WSRCX | 18433.856 | 67744.4208
LIFECO-UK |  |  | LIFECO-UK Pre-Piped Foam Bladder Tank With Foam Proportioner, Vertical Mounting, UL Listed, 12 Bar Working Pressure, 370 Gallon Tank Size, 2.5" Carbon Steel Body and Stainless Steel Water Side Piping, Model LF-WSRCX | LF-WSRCX | 18755.856 | 68927.7708
LIFECO-UK |  |  | LIFECO-UK Pre-Piped Foam Bladder Tank With Foam Proportioner, Vertical Mounting, UL Listed, 12 Bar Working Pressure, 396 Gallon Tank Size, 2.5" Carbon Steel Body and Stainless Steel Water Side Piping, Model LF-WSRCX | LF-WSRCX | 19079.144 | 70115.8542
LIFECO-UK |  |  | LIFECO-UK Pre-Piped Foam Bladder Tank With Foam Proportioner, Vertical Mounting, UL Listed, 12 Bar Working Pressure, 423 Gallon Tank Size, 2.5" Carbon Steel Body and Stainless Steel Water Side Piping, Model LF-WSRCX | LF-WSRCX | 19448.8 | 71474.34
LIFECO-UK |  |  | LIFECO-UK Pre-Piped Foam Bladder Tank With Foam Proportioner, Vertical Mounting, UL Listed, 12 Bar Working Pressure, 449 Gallon Tank Size, 2.5" Carbon Steel Body and Stainless Steel Water Side Piping, Model LF-WSRCX | LF-WSRCX | 19859.672 | 72984.2946
LIFECO-UK |  |  | LIFECO-UK Pre-Piped Foam Bladder Tank With Foam Proportioner, Vertical Mounting, UL Listed, 12 Bar Working Pressure, 476 Gallon Tank Size, 2.5" Carbon Steel Body and Stainless Steel Water Side Piping, Model LF-WSRCX | LF-WSRCX | 20340.096 | 74749.8528
LIFECO-UK |  |  | LIFECO-UK Pre-Piped Foam Bladder Tank With Foam Proportioner, Vertical Mounting, UL Listed, 12 Bar Working Pressure, 502 Gallon Tank Size, 2.5" Carbon Steel Body and Stainless Steel Water Side Piping, Model LF-WSRCX | LF-WSRCX | 23038.456 | 84666.3258
LIFECO-UK |  |  | LIFECO-UK Pre-Piped Foam Bladder Tank With Foam Proportioner, Vertical Mounting, UL Listed, 12 Bar Working Pressure, 528 Gallon Tank Size, 2.5" Carbon Steel Body and Stainless Steel Water Side Piping, Model LF-WSRCX | LF-WSRCX | 23548.504 | 86540.7522
LIFECO-UK |  |  | LIFECO-UK Pre-Piped Foam Bladder Tank With Foam Proportioner, Vertical Mounting, UL Listed, 12 Bar Working Pressure, 581 Gallon Tank Size, 2.5" Carbon Steel Body and Stainless Steel Water Side Piping, Model LF-WSRCX | LF-WSRCX | 24169.32 | 88822.251
LIFECO-UK |  |  | LIFECO-UK Pre-Piped Foam Bladder Tank With Foam Proportioner, Vertical Mounting, UL Listed, 12 Bar Working Pressure, 634 Gallon Tank Size, 2.5" Carbon Steel Body and Stainless Steel Water Side Piping, Model LF-WSRCX | LF-WSRCX | 24827.488 | 91241.0184
LIFECO-UK |  |  | LIFECO-UK Pre-Piped Foam Bladder Tank With Foam Proportioner, Vertical Mounting, UL Listed, 12 Bar Working Pressure, 687 Gallon Tank Size, 2.5" Carbon Steel Body and Stainless Steel Water Side Piping, Model LF-WSRCX | LF-WSRCX | 25477.928 | 93631.3854
LIFECO-UK |  |  | LIFECO-UK Pre-Piped Foam Bladder Tank With Foam Proportioner, Vertical Mounting, UL Listed, 12 Bar Working Pressure, 740 Gallon Tank Size, 2.5" Carbon Steel Body and Stainless Steel Water Side Piping, Model LF-WSRCX | LF-WSRCX | 26208.224 | 96315.2232
LIFECO-UK |  |  | LIFECO-UK Pre-Piped Foam Bladder Tank With Foam Proportioner, Vertical Mounting, UL Listed, 12 Bar Working Pressure, 793 Gallon Tank Size, 2.5" Carbon Steel Body and Stainless Steel Water Side Piping, Model LF-WSRCX | LF-WSRCX | 27746.096 | 101966.9028
LIFECO-UK |  |  | LIFECO-UK Pre-Piped Foam Bladder Tank With Foam Proportioner, Vertical Mounting, UL Listed, 12 Bar Working Pressure, 859 Gallon Tank Size, 2.5" Carbon Steel Body and Stainless Steel Water Side Piping, Model LF-WSRCX | LF-WSRCX | 29026.368 | 106671.9024
LIFECO-UK |  |  | LIFECO-UK Pre-Piped Foam Bladder Tank With Foam Proportioner, Vertical Mounting, UL Listed, 12 Bar Working Pressure, 925 Gallon Tank Size, 2.5" Carbon Steel Body and Stainless Steel Water Side Piping, Model LF-WSRCX | LF-WSRCX | 30322.096 | 111433.7028
LIFECO-UK |  |  | LIFECO-UK Pre-Piped Foam Bladder Tank With Foam Proportioner, Vertical Mounting, UL Listed, 12 Bar Working Pressure, 991 Gallon Tank Size, 2.5" Carbon Steel Body and Stainless Steel Water Side Piping, Model LF-WSRCX | LF-WSRCX | 31615.248 | 116186.0364
LIFECO-UK |  |  | LIFECO-UK Pre-Piped Foam Bladder Tank With Foam Proportioner, Vertical Mounting, UL Listed, 12 Bar Working Pressure, 1057 Gallon Tank Size, 2.5" Carbon Steel Body and Stainless Steel Water Side Piping, Model LF-WSRCX | LF-WSRCX | 32391.912 | 119040.2766
LIFECO-UK |  |  | LIFECO-UK Pre-Piped Foam Bladder Tank With Foam Proportioner, Vertical Mounting, UL Listed, 12 Bar Working Pressure, 1123 Gallon Tank Size, 2.5" Carbon Steel Body and Stainless Steel Water Side Piping, Model LF-WSRCX | LF-WSRCX | 32838.848 | 120682.7664
LIFECO-UK |  |  | LIFECO-UK Pre-Piped Foam Bladder Tank With Foam Proportioner, Vertical Mounting, UL Listed, 12 Bar Working Pressure, 1189 Gallon Tank Size, 2.5" Carbon Steel Body and Stainless Steel Water Side Piping, Model LF-WSRCX | LF-WSRCX | 34003.2 | 124961.76
LIFECO-UK |  |  | LIFECO-UK Pre-Piped Foam Bladder Tank With Foam Proportioner, Vertical Mounting, UL Listed, 12 Bar Working Pressure, 1255 Gallon Tank Size, 2.5" Carbon Steel Body and Stainless Steel Water Side Piping, Model LF-WSRCX | LF-WSRCX | 34738.648 | 127664.5314
LIFECO-UK |  |  | LIFECO-UK Pre-Piped Foam Bladder Tank With Foam Proportioner, Vertical Mounting, UL Listed, 12 Bar Working Pressure, 1321 Gallon Tank Size, 2.5" Carbon Steel Body and Stainless Steel Water Side Piping, Model LF-WSRCX | LF-WSRCX | 39450.152 | 144979.3086
LIFECO-UK |  |  | LIFECO-UK Pre-Piped Foam Bladder Tank With Foam Proportioner, Vertical Mounting, UL Listed, 12 Bar Working Pressure, 1387 Gallon Tank Size, 2.5" Carbon Steel Body and Stainless Steel Water Side Piping, Model LF-WSRCX | LF-WSRCX | 40123.776 | 147454.8768
LIFECO-UK |  |  | LIFECO-UK Pre-Piped Foam Bladder Tank With Foam Proportioner, Vertical Mounting, UL Listed, 12 Bar Working Pressure, 1453 Gallon Tank Size, 2.5" Carbon Steel Body and Stainless Steel Water Side Piping, Model LF-WSRCX | LF-WSRCX | 41194.104 | 151388.3322
LIFECO-UK |  |  | LIFECO-UK Pre-Piped Foam Bladder Tank With Foam Proportioner, Vertical Mounting, UL Listed, 12 Bar Working Pressure, 1519 Gallon Tank Size, 2.5" Carbon Steel Body and Stainless Steel Water Side Piping, Model LF-WSRCX | LF-WSRCX | 41829.088 | 153721.8984
LIFECO-UK |  |  | LIFECO-UK Pre-Piped Foam Bladder Tank With Foam Proportioner, Vertical Mounting, UL Listed, 12 Bar Working Pressure, 1585 Gallon Tank Size, 2.5" Carbon Steel Body and Stainless Steel Water Side Piping, Model LF-WSRCX | LF-WSRCX | 44019.976 | 161773.4118
LIFECO-UK |  |  | LIFECO-UK Pre-Piped Foam Bladder Tank With Foam Proportioner, Vertical Mounting, UL Listed, 12 Bar Working Pressure, 1651 Gallon Tank Size, 2.5" Carbon Steel Body and Stainless Steel Water Side Piping, Model LF-WSRCX | LF-WSRCX | 44800.504 | 164641.8522
LIFECO-UK |  |  | LIFECO-UK Pre-Piped Foam Bladder Tank With Foam Proportioner, Vertical Mounting, UL Listed, 12 Bar Working Pressure, 1717 Gallon Tank Size, 2.5" Carbon Steel Body and Stainless Steel Water Side Piping, Model LF-WSRCX | LF-WSRCX | 45653.16 | 167775.363
LIFECO-UK |  |  | LIFECO-UK Pre-Piped Foam Bladder Tank With Foam Proportioner, Vertical Mounting, UL Listed, 12 Bar Working Pressure, 1783 Gallon Tank Size, 2.5" Carbon Steel Body and Stainless Steel Water Side Piping, Model LF-WSRCX | LF-WSRCX | 46505.816 | 170908.8738
LIFECO-UK |  |  | LIFECO-UK Pre-Piped Foam Bladder Tank With Foam Proportioner, Vertical Mounting, UL Listed, 12 Bar Working Pressure, 1849 Gallon Tank Size, 2.5" Carbon Steel Body and Stainless Steel Water Side Piping, Model LF-WSRCX | LF-WSRCX | 47212.928 | 173507.5104
LIFECO-UK |  |  | LIFECO-UK Pre-Piped Foam Bladder Tank With Foam Proportioner, Vertical Mounting, UL Listed, 12 Bar Working Pressure, 1915 Gallon Tank Size, 2.5" Carbon Steel Body and Stainless Steel Water Side Piping, Model LF-WSRCX | LF-WSRCX | 48065.584 | 176641.0212
LIFECO-UK |  |  | LIFECO-UK Pre-Piped Foam Bladder Tank With Foam Proportioner, Vertical Mounting, UL Listed, 12 Bar Working Pressure, 1981 Gallon Tank Size, 2.5" Carbon Steel Body and Stainless Steel Water Side Piping, Model LF-WSRCX | LF-WSRCX | 49138.488 | 180583.9434
LIFECO-UK |  |  | LIFECO-UK Pre-Piped Foam Bladder Tank With Foam Proportioner, Vertical Mounting, UL Listed, 12 Bar Working Pressure, 40 Gallon Tank Size, 3" Carbon Steel Body and Stainless Steel Water Side Piping, Model LF-WSRCX | LF-WSRCX | 11034.296 | 40551.0378
LIFECO-UK |  |  | LIFECO-UK Pre-Piped Foam Bladder Tank With Foam Proportioner, Vertical Mounting, UL Listed, 12 Bar Working Pressure, 53 Gallon Tank Size, 3" Carbon Steel Body and Stainless Steel Water Side Piping, Model LF-WSRCX | LF-WSRCX | 11361.448 | 41753.3214
LIFECO-UK |  |  | LIFECO-UK Pre-Piped Foam Bladder Tank With Foam Proportioner, Vertical Mounting, UL Listed, 12 Bar Working Pressure, 66 Gallon Tank Size, 3" Carbon Steel Body and Stainless Steel Water Side Piping, Model LF-WSRCX | LF-WSRCX | 11764.592 | 43234.8756
LIFECO-UK |  |  | LIFECO-UK Pre-Piped Foam Bladder Tank With Foam Proportioner, Vertical Mounting, UL Listed, 12 Bar Working Pressure, 79 Gallon Tank Size, 3" Carbon Steel Body and Stainless Steel Water Side Piping, Model LF-WSRCX | LF-WSRCX | 12081.44 | 44399.292
LIFECO-UK |  |  | LIFECO-UK Pre-Piped Foam Bladder Tank With Foam Proportioner, Vertical Mounting, UL Listed, 12 Bar Working Pressure, 92 Gallon Tank Size, 3" Carbon Steel Body and Stainless Steel Water Side Piping, Model LF-WSRCX | LF-WSRCX | 12360.936 | 45426.4398
LIFECO-UK |  |  | LIFECO-UK Pre-Piped Foam Bladder Tank With Foam Proportioner, Vertical Mounting, UL Listed, 12 Bar Working Pressure, 106 Gallon Tank Size, 3" Carbon Steel Body and Stainless Steel Water Side Piping, Model LF-WSRCX | LF-WSRCX | 12639.144 | 46448.8542
LIFECO-UK |  |  | LIFECO-UK Pre-Piped Foam Bladder Tank With Foam Proportioner, Vertical Mounting, UL Listed, 12 Bar Working Pressure, 119 Gallon Tank Size, 3" Carbon Steel Body and Stainless Steel Water Side Piping, Model LF-WSRCX | LF-WSRCX | 12877.424 | 47324.5332
LIFECO-UK |  |  | LIFECO-UK Pre-Piped Foam Bladder Tank With Foam Proportioner, Vertical Mounting, UL Listed, 12 Bar Working Pressure, 132 Gallon Tank Size, 3" Carbon Steel Body and Stainless Steel Water Side Piping, Model LF-WSRCX | LF-WSRCX | 13105.4 | 48162.345
LIFECO-UK |  |  | LIFECO-UK Pre-Piped Foam Bladder Tank With Foam Proportioner, Vertical Mounting, UL Listed, 12 Bar Working Pressure, 145 Gallon Tank Size, 3" Carbon Steel Body and Stainless Steel Water Side Piping, Model LF-WSRCX | LF-WSRCX | 13321.784 | 48957.5562
LIFECO-UK |  |  | LIFECO-UK Pre-Piped Foam Bladder Tank With Foam Proportioner, Vertical Mounting, UL Listed, 12 Bar Working Pressure, 159 Gallon Tank Size, 3" Carbon Steel Body and Stainless Steel Water Side Piping, Model LF-WSRCX | LF-WSRCX | 13481.496 | 49544.4978
LIFECO-UK |  |  | LIFECO-UK Pre-Piped Foam Bladder Tank With Foam Proportioner, Vertical Mounting, UL Listed, 12 Bar Working Pressure, 172 Gallon Tank Size, 3" Carbon Steel Body and Stainless Steel Water Side Piping, Model LF-WSRCX | LF-WSRCX | 13681.136 | 50278.1748
LIFECO-UK |  |  | LIFECO-UK Pre-Piped Foam Bladder Tank With Foam Proportioner, Vertical Mounting, UL Listed, 12 Bar Working Pressure, 185 Gallon Tank Size, 3" Carbon Steel Body and Stainless Steel Water Side Piping, Model LF-WSRCX | LF-WSRCX | 13893.656 | 51059.1858
LIFECO-UK |  |  | LIFECO-UK Pre-Piped Foam Bladder Tank With Foam Proportioner, Vertical Mounting, UL Listed, 12 Bar Working Pressure, 198 Gallon Tank Size, 3" Carbon Steel Body and Stainless Steel Water Side Piping, Model LF-WSRCX | LF-WSRCX | 14189.896 | 52147.8678
LIFECO-UK |  |  | LIFECO-UK Pre-Piped Foam Bladder Tank With Foam Proportioner, Vertical Mounting, UL Listed, 12 Bar Working Pressure, 211 Gallon Tank Size, 3" Carbon Steel Body and Stainless Steel Water Side Piping, Model LF-WSRCX | LF-WSRCX | 14372.792 | 52820.0106
LIFECO-UK |  |  | LIFECO-UK Pre-Piped Foam Bladder Tank With Foam Proportioner, Vertical Mounting, UL Listed, 12 Bar Working Pressure, 225 Gallon Tank Size, 3" Carbon Steel Body and Stainless Steel Water Side Piping, Model LF-WSRCX | LF-WSRCX | 14631.68 | 53771.424
LIFECO-UK |  |  | LIFECO-UK Pre-Piped Foam Bladder Tank With Foam Proportioner, Vertical Mounting, UL Listed, 12 Bar Working Pressure, 238 Gallon Tank Size, 3" Carbon Steel Body and Stainless Steel Water Side Piping, Model LF-WSRCX | LF-WSRCX | 14890.568 | 54722.8374
LIFECO-UK |  |  | LIFECO-UK Pre-Piped Foam Bladder Tank With Foam Proportioner, Vertical Mounting, UL Listed, 12 Bar Working Pressure, 251 Gallon Tank Size, 3" Carbon Steel Body and Stainless Steel Water Side Piping, Model LF-WSRCX | LF-WSRCX | 15189.384 | 55820.9862
LIFECO-UK |  |  | LIFECO-UK Pre-Piped Foam Bladder Tank With Foam Proportioner, Vertical Mounting, UL Listed, 12 Bar Working Pressure, 264 Gallon Tank Size, 3" Carbon Steel Body and Stainless Steel Water Side Piping, Model LF-WSRCX | LF-WSRCX | 17876.152 | 65694.8586
LIFECO-UK |  |  | LIFECO-UK Pre-Piped Foam Bladder Tank With Foam Proportioner, Vertical Mounting, UL Listed, 12 Bar Working Pressure, 291 Gallon Tank Size, 3" Carbon Steel Body and Stainless Steel Water Side Piping, Model LF-WSRCX | LF-WSRCX | 18301.192 | 67256.8806
LIFECO-UK |  |  | LIFECO-UK Pre-Piped Foam Bladder Tank With Foam Proportioner, Vertical Mounting, UL Listed, 12 Bar Working Pressure, 317 Gallon Tank Size, 3" Carbon Steel Body and Stainless Steel Water Side Piping, Model LF-WSRCX | LF-WSRCX | 18587.128 | 68307.6954
LIFECO-UK |  |  | LIFECO-UK Pre-Piped Foam Bladder Tank With Foam Proportioner, Vertical Mounting, UL Listed, 12 Bar Working Pressure, 343 Gallon Tank Size, 3" Carbon Steel Body and Stainless Steel Water Side Piping, Model LF-WSRCX | LF-WSRCX | 18818.968 | 69159.7074
LIFECO-UK |  |  | LIFECO-UK Pre-Piped Foam Bladder Tank With Foam Proportioner, Vertical Mounting, UL Listed, 12 Bar Working Pressure, 370 Gallon Tank Size, 3" Carbon Steel Body and Stainless Steel Water Side Piping, Model LF-WSRCX | LF-WSRCX | 19142.256 | 70347.7908
LIFECO-UK |  |  | LIFECO-UK Pre-Piped Foam Bladder Tank With Foam Proportioner, Vertical Mounting, UL Listed, 12 Bar Working Pressure, 396 Gallon Tank Size, 3" Carbon Steel Body and Stainless Steel Water Side Piping, Model LF-WSRCX | LF-WSRCX | 19466.832 | 71540.6076
LIFECO-UK |  |  | LIFECO-UK Pre-Piped Foam Bladder Tank With Foam Proportioner, Vertical Mounting, UL Listed, 12 Bar Working Pressure, 423 Gallon Tank Size, 3" Carbon Steel Body and Stainless Steel Water Side Piping, Model LF-WSRCX | LF-WSRCX | 19830.048 | 72875.4264
LIFECO-UK |  |  | LIFECO-UK Pre-Piped Foam Bladder Tank With Foam Proportioner, Vertical Mounting, UL Listed, 12 Bar Working Pressure, 449 Gallon Tank Size, 3" Carbon Steel Body and Stainless Steel Water Side Piping, Model LF-WSRCX | LF-WSRCX | 20240.92 | 74385.381
LIFECO-UK |  |  | LIFECO-UK Pre-Piped Foam Bladder Tank With Foam Proportioner, Vertical Mounting, UL Listed, 12 Bar Working Pressure, 476 Gallon Tank Size, 3" Carbon Steel Body and Stainless Steel Water Side Piping, Model LF-WSRCX | LF-WSRCX | 20725.208 | 76165.1394
LIFECO-UK |  |  | LIFECO-UK Pre-Piped Foam Bladder Tank With Foam Proportioner, Vertical Mounting, UL Listed, 12 Bar Working Pressure, 502 Gallon Tank Size, 3" Carbon Steel Body and Stainless Steel Water Side Piping, Model LF-WSRCX | LF-WSRCX | 23420.992 | 86072.1456
LIFECO-UK |  |  | LIFECO-UK Pre-Piped Foam Bladder Tank With Foam Proportioner, Vertical Mounting, UL Listed, 12 Bar Working Pressure, 528 Gallon Tank Size, 3" Carbon Steel Body and Stainless Steel Water Side Piping, Model LF-WSRCX | LF-WSRCX | 23938.768 | 87974.9724
LIFECO-UK |  |  | LIFECO-UK Pre-Piped Foam Bladder Tank With Foam Proportioner, Vertical Mounting, UL Listed, 12 Bar Working Pressure, 581 Gallon Tank Size, 3" Carbon Steel Body and Stainless Steel Water Side Piping, Model LF-WSRCX | LF-WSRCX | 24558.296 | 90251.7378
LIFECO-UK |  |  | LIFECO-UK Pre-Piped Foam Bladder Tank With Foam Proportioner, Vertical Mounting, UL Listed, 12 Bar Working Pressure, 634 Gallon Tank Size, 3" Carbon Steel Body and Stainless Steel Water Side Piping, Model LF-WSRCX | LF-WSRCX | 25215.176 | 92665.7718
LIFECO-UK |  |  | LIFECO-UK Pre-Piped Foam Bladder Tank With Foam Proportioner, Vertical Mounting, UL Listed, 12 Bar Working Pressure, 687 Gallon Tank Size, 3" Carbon Steel Body and Stainless Steel Water Side Piping, Model LF-WSRCX | LF-WSRCX | 25864.328 | 95051.4054
LIFECO-UK |  |  | LIFECO-UK Pre-Piped Foam Bladder Tank With Foam Proportioner, Vertical Mounting, UL Listed, 12 Bar Working Pressure, 740 Gallon Tank Size, 3" Carbon Steel Body and Stainless Steel Water Side Piping, Model LF-WSRCX | LF-WSRCX | 26594.624 | 97735.2432
LIFECO-UK |  |  | LIFECO-UK Pre-Piped Foam Bladder Tank With Foam Proportioner, Vertical Mounting, UL Listed, 12 Bar Working Pressure, 793 Gallon Tank Size, 3" Carbon Steel Body and Stainless Steel Water Side Piping, Model LF-WSRCX | LF-WSRCX | 28137.648 | 103405.8564
LIFECO-UK |  |  | LIFECO-UK Pre-Piped Foam Bladder Tank With Foam Proportioner, Vertical Mounting, UL Listed, 12 Bar Working Pressure, 859 Gallon Tank Size, 3" Carbon Steel Body and Stainless Steel Water Side Piping, Model LF-WSRCX | LF-WSRCX | 29417.92 | 108110.856
LIFECO-UK |  |  | LIFECO-UK Pre-Piped Foam Bladder Tank With Foam Proportioner, Vertical Mounting, UL Listed, 12 Bar Working Pressure, 925 Gallon Tank Size, 3" Carbon Steel Body and Stainless Steel Water Side Piping, Model LF-WSRCX | LF-WSRCX | 30711.072 | 112863.1896
LIFECO-UK |  |  | LIFECO-UK Pre-Piped Foam Bladder Tank With Foam Proportioner, Vertical Mounting, UL Listed, 12 Bar Working Pressure, 991 Gallon Tank Size, 3" Carbon Steel Body and Stainless Steel Water Side Piping, Model LF-WSRCX | LF-WSRCX | 32004.224 | 117615.5232
LIFECO-UK |  |  | LIFECO-UK Pre-Piped Foam Bladder Tank With Foam Proportioner, Vertical Mounting, UL Listed, 12 Bar Working Pressure, 1057 Gallon Tank Size, 3" Carbon Steel Body and Stainless Steel Water Side Piping, Model LF-WSRCX | LF-WSRCX | 32780.888 | 120469.7634
LIFECO-UK |  |  | LIFECO-UK Pre-Piped Foam Bladder Tank With Foam Proportioner, Vertical Mounting, UL Listed, 12 Bar Working Pressure, 1123 Gallon Tank Size, 3" Carbon Steel Body and Stainless Steel Water Side Piping, Model LF-WSRCX | LF-WSRCX | 33226.536 | 122107.5198
LIFECO-UK |  |  | LIFECO-UK Pre-Piped Foam Bladder Tank With Foam Proportioner, Vertical Mounting, UL Listed, 12 Bar Working Pressure, 1189 Gallon Tank Size, 3" Carbon Steel Body and Stainless Steel Water Side Piping, Model LF-WSRCX | LF-WSRCX | 34388.312 | 126377.0466
LIFECO-UK |  |  | LIFECO-UK Pre-Piped Foam Bladder Tank With Foam Proportioner, Vertical Mounting, UL Listed, 12 Bar Working Pressure, 1255 Gallon Tank Size, 3" Carbon Steel Body and Stainless Steel Water Side Piping, Model LF-WSRCX | LF-WSRCX | 35127.624 | 129094.0182
LIFECO-UK |  |  | LIFECO-UK Pre-Piped Foam Bladder Tank With Foam Proportioner, Vertical Mounting, UL Listed, 12 Bar Working Pressure, 1321 Gallon Tank Size, 3" Carbon Steel Body and Stainless Steel Water Side Piping, Model LF-WSRCX | LF-WSRCX | 39837.84 | 146404.062
LIFECO-UK |  |  | LIFECO-UK Pre-Piped Foam Bladder Tank With Foam Proportioner, Vertical Mounting, UL Listed, 12 Bar Working Pressure, 1387 Gallon Tank Size, 3" Carbon Steel Body and Stainless Steel Water Side Piping, Model LF-WSRCX | LF-WSRCX | 40510.176 | 148874.8968
LIFECO-UK |  |  | LIFECO-UK Pre-Piped Foam Bladder Tank With Foam Proportioner, Vertical Mounting, UL Listed, 12 Bar Working Pressure, 1453 Gallon Tank Size, 3" Carbon Steel Body and Stainless Steel Water Side Piping, Model LF-WSRCX | LF-WSRCX | 41583.08 | 152817.819
LIFECO-UK |  |  | LIFECO-UK Pre-Piped Foam Bladder Tank With Foam Proportioner, Vertical Mounting, UL Listed, 12 Bar Working Pressure, 1519 Gallon Tank Size, 3" Carbon Steel Body and Stainless Steel Water Side Piping, Model LF-WSRCX | LF-WSRCX | 42215.488 | 155141.9184
LIFECO-UK |  |  | LIFECO-UK Pre-Piped Foam Bladder Tank With Foam Proportioner, Vertical Mounting, UL Listed, 12 Bar Working Pressure, 1585 Gallon Tank Size, 3" Carbon Steel Body and Stainless Steel Water Side Piping, Model LF-WSRCX | LF-WSRCX | 44406.376 | 163193.4318
LIFECO-UK |  |  | LIFECO-UK Pre-Piped Foam Bladder Tank With Foam Proportioner, Vertical Mounting, UL Listed, 12 Bar Working Pressure, 1651 Gallon Tank Size, 3" Carbon Steel Body and Stainless Steel Water Side Piping, Model LF-WSRCX | LF-WSRCX | 45186.904 | 166061.8722
LIFECO-UK |  |  | LIFECO-UK Pre-Piped Foam Bladder Tank With Foam Proportioner, Vertical Mounting, UL Listed, 12 Bar Working Pressure, 1717 Gallon Tank Size, 3" Carbon Steel Body and Stainless Steel Water Side Piping, Model LF-WSRCX | LF-WSRCX | 46039.56 | 169195.383
LIFECO-UK |  |  | LIFECO-UK Pre-Piped Foam Bladder Tank With Foam Proportioner, Vertical Mounting, UL Listed, 12 Bar Working Pressure, 1783 Gallon Tank Size, 3" Carbon Steel Body and Stainless Steel Water Side Piping, Model LF-WSRCX | LF-WSRCX | 46892.216 | 172328.8938
LIFECO-UK |  |  | LIFECO-UK Pre-Piped Foam Bladder Tank With Foam Proportioner, Vertical Mounting, UL Listed, 12 Bar Working Pressure, 1849 Gallon Tank Size, 3" Carbon Steel Body and Stainless Steel Water Side Piping, Model LF-WSRCX | LF-WSRCX | 47598.04 | 174922.797
LIFECO-UK |  |  | LIFECO-UK Pre-Piped Foam Bladder Tank With Foam Proportioner, Vertical Mounting, UL Listed, 12 Bar Working Pressure, 1915 Gallon Tank Size, 3" Carbon Steel Body and Stainless Steel Water Side Piping, Model LF-WSRCX | LF-WSRCX | 48450.696 | 178056.3078
LIFECO-UK |  |  | LIFECO-UK Pre-Piped Foam Bladder Tank With Foam Proportioner, Vertical Mounting, UL Listed, 12 Bar Working Pressure, 1981 Gallon Tank Size, 3" Carbon Steel Body and Stainless Steel Water Side Piping, Model LF-WSRCX | LF-WSRCX | 49523.6 | 181999.23
LIFECO-UK |  |  | LIFECO-UK Pre-Piped Foam Bladder Tank With Foam Proportioner, Vertical Mounting, UL Listed, 12 Bar Working Pressure, 53 Gallon Tank Size, 4" Carbon Steel Body and Stainless Steel Water Side Piping, Model LF-WSRCX | LF-WSRCX | 11910.136 | 43769.7498
LIFECO-UK |  |  | LIFECO-UK Pre-Piped Foam Bladder Tank With Foam Proportioner, Vertical Mounting, UL Listed, 12 Bar Working Pressure, 66 Gallon Tank Size, 4" Carbon Steel Body and Stainless Steel Water Side Piping, Model LF-WSRCX | LF-WSRCX | 12311.992 | 45246.5706
LIFECO-UK |  |  | LIFECO-UK Pre-Piped Foam Bladder Tank With Foam Proportioner, Vertical Mounting, UL Listed, 12 Bar Working Pressure, 79 Gallon Tank Size, 4" Carbon Steel Body and Stainless Steel Water Side Piping, Model LF-WSRCX | LF-WSRCX | 12631.416 | 46420.4538
LIFECO-UK |  |  | LIFECO-UK Pre-Piped Foam Bladder Tank With Foam Proportioner, Vertical Mounting, UL Listed, 12 Bar Working Pressure, 92 Gallon Tank Size, 4" Carbon Steel Body and Stainless Steel Water Side Piping, Model LF-WSRCX | LF-WSRCX | 12907.048 | 47433.4014
LIFECO-UK |  |  | LIFECO-UK Pre-Piped Foam Bladder Tank With Foam Proportioner, Vertical Mounting, UL Listed, 12 Bar Working Pressure, 106 Gallon Tank Size, 4" Carbon Steel Body and Stainless Steel Water Side Piping, Model LF-WSRCX | LF-WSRCX | 13186.544 | 48460.5492
LIFECO-UK |  |  | LIFECO-UK Pre-Piped Foam Bladder Tank With Foam Proportioner, Vertical Mounting, UL Listed, 12 Bar Working Pressure, 119 Gallon Tank Size, 4" Carbon Steel Body and Stainless Steel Water Side Piping, Model LF-WSRCX | LF-WSRCX | 13427.4 | 49345.695
LIFECO-UK |  |  | LIFECO-UK Pre-Piped Foam Bladder Tank With Foam Proportioner, Vertical Mounting, UL Listed, 12 Bar Working Pressure, 132 Gallon Tank Size, 4" Carbon Steel Body and Stainless Steel Water Side Piping, Model LF-WSRCX | LF-WSRCX | 13655.376 | 50183.5068
LIFECO-UK |  |  | LIFECO-UK Pre-Piped Foam Bladder Tank With Foam Proportioner, Vertical Mounting, UL Listed, 12 Bar Working Pressure, 145 Gallon Tank Size, 4" Carbon Steel Body and Stainless Steel Water Side Piping, Model LF-WSRCX | LF-WSRCX | 13865.32 | 50955.051
LIFECO-UK |  |  | LIFECO-UK Pre-Piped Foam Bladder Tank With Foam Proportioner, Vertical Mounting, UL Listed, 12 Bar Working Pressure, 159 Gallon Tank Size, 4" Carbon Steel Body and Stainless Steel Water Side Piping, Model LF-WSRCX | LF-WSRCX | 14026.32 | 51546.726
LIFECO-UK |  |  | LIFECO-UK Pre-Piped Foam Bladder Tank With Foam Proportioner, Vertical Mounting, UL Listed, 12 Bar Working Pressure, 172 Gallon Tank Size, 4" Carbon Steel Body and Stainless Steel Water Side Piping, Model LF-WSRCX | LF-WSRCX | 14225.96 | 52280.403
LIFECO-UK |  |  | LIFECO-UK Pre-Piped Foam Bladder Tank With Foam Proportioner, Vertical Mounting, UL Listed, 12 Bar Working Pressure, 185 Gallon Tank Size, 4" Carbon Steel Body and Stainless Steel Water Side Piping, Model LF-WSRCX | LF-WSRCX | 14437.192 | 53056.6806
LIFECO-UK |  |  | LIFECO-UK Pre-Piped Foam Bladder Tank With Foam Proportioner, Vertical Mounting, UL Listed, 12 Bar Working Pressure, 198 Gallon Tank Size, 4" Carbon Steel Body and Stainless Steel Water Side Piping, Model LF-WSRCX | LF-WSRCX | 14734.72 | 54150.096
LIFECO-UK |  |  | LIFECO-UK Pre-Piped Foam Bladder Tank With Foam Proportioner, Vertical Mounting, UL Listed, 12 Bar Working Pressure, 211 Gallon Tank Size, 4" Carbon Steel Body and Stainless Steel Water Side Piping, Model LF-WSRCX | LF-WSRCX | 14916.328 | 54817.5054
LIFECO-UK |  |  | LIFECO-UK Pre-Piped Foam Bladder Tank With Foam Proportioner, Vertical Mounting, UL Listed, 12 Bar Working Pressure, 225 Gallon Tank Size, 4" Carbon Steel Body and Stainless Steel Water Side Piping, Model LF-WSRCX | LF-WSRCX | 15175.216 | 55768.9188
LIFECO-UK |  |  | LIFECO-UK Pre-Piped Foam Bladder Tank With Foam Proportioner, Vertical Mounting, UL Listed, 12 Bar Working Pressure, 238 Gallon Tank Size, 4" Carbon Steel Body and Stainless Steel Water Side Piping, Model LF-WSRCX | LF-WSRCX | 15436.68 | 56729.799
LIFECO-UK |  |  | LIFECO-UK Pre-Piped Foam Bladder Tank With Foam Proportioner, Vertical Mounting, UL Listed, 12 Bar Working Pressure, 251 Gallon Tank Size, 4" Carbon Steel Body and Stainless Steel Water Side Piping, Model LF-WSRCX | LF-WSRCX | 15734.208 | 57823.2144
LIFECO-UK |  |  | LIFECO-UK Pre-Piped Foam Bladder Tank With Foam Proportioner, Vertical Mounting, UL Listed, 12 Bar Working Pressure, 264 Gallon Tank Size, 4" Carbon Steel Body and Stainless Steel Water Side Piping, Model LF-WSRCX | LF-WSRCX | 18388.776 | 67578.7518
LIFECO-UK |  |  | LIFECO-UK Pre-Piped Foam Bladder Tank With Foam Proportioner, Vertical Mounting, UL Listed, 12 Bar Working Pressure, 291 Gallon Tank Size, 4" Carbon Steel Body and Stainless Steel Water Side Piping, Model LF-WSRCX | LF-WSRCX | 18813.816 | 69140.7738
LIFECO-UK |  |  | LIFECO-UK Pre-Piped Foam Bladder Tank With Foam Proportioner, Vertical Mounting, UL Listed, 12 Bar Working Pressure, 317 Gallon Tank Size, 4" Carbon Steel Body and Stainless Steel Water Side Piping, Model LF-WSRCX | LF-WSRCX | 19102.328 | 70201.0554
LIFECO-UK |  |  | LIFECO-UK Pre-Piped Foam Bladder Tank With Foam Proportioner, Vertical Mounting, UL Listed, 12 Bar Working Pressure, 343 Gallon Tank Size, 4" Carbon Steel Body and Stainless Steel Water Side Piping, Model LF-WSRCX | LF-WSRCX | 19334.168 | 71053.0674
LIFECO-UK |  |  | LIFECO-UK Pre-Piped Foam Bladder Tank With Foam Proportioner, Vertical Mounting, UL Listed, 12 Bar Working Pressure, 370 Gallon Tank Size, 4" Carbon Steel Body and Stainless Steel Water Side Piping, Model LF-WSRCX | LF-WSRCX | 19654.88 | 72231.684
LIFECO-UK |  |  | LIFECO-UK Pre-Piped Foam Bladder Tank With Foam Proportioner, Vertical Mounting, UL Listed, 12 Bar Working Pressure, 396 Gallon Tank Size, 4" Carbon Steel Body and Stainless Steel Water Side Piping, Model LF-WSRCX | LF-WSRCX | 19978.168 | 73419.7674
LIFECO-UK |  |  | LIFECO-UK Pre-Piped Foam Bladder Tank With Foam Proportioner, Vertical Mounting, UL Listed, 12 Bar Working Pressure, 423 Gallon Tank Size, 4" Carbon Steel Body and Stainless Steel Water Side Piping, Model LF-WSRCX | LF-WSRCX | 20340.096 | 74749.8528
LIFECO-UK |  |  | LIFECO-UK Pre-Piped Foam Bladder Tank With Foam Proportioner, Vertical Mounting, UL Listed, 12 Bar Working Pressure, 449 Gallon Tank Size, 4" Carbon Steel Body and Stainless Steel Water Side Piping, Model LF-WSRCX | LF-WSRCX | 20750.968 | 76259.8074
LIFECO-UK |  |  | LIFECO-UK Pre-Piped Foam Bladder Tank With Foam Proportioner, Vertical Mounting, UL Listed, 12 Bar Working Pressure, 476 Gallon Tank Size, 4" Carbon Steel Body and Stainless Steel Water Side Piping, Model LF-WSRCX | LF-WSRCX | 21233.968 | 78034.8324
LIFECO-UK |  |  | LIFECO-UK Pre-Piped Foam Bladder Tank With Foam Proportioner, Vertical Mounting, UL Listed, 12 Bar Working Pressure, 502 Gallon Tank Size, 4" Carbon Steel Body and Stainless Steel Water Side Piping, Model LF-WSRCX | LF-WSRCX | 23929.752 | 87941.8386
LIFECO-UK |  |  | LIFECO-UK Pre-Piped Foam Bladder Tank With Foam Proportioner, Vertical Mounting, UL Listed, 12 Bar Working Pressure, 528 Gallon Tank Size, 4" Carbon Steel Body and Stainless Steel Water Side Piping, Model LF-WSRCX | LF-WSRCX | 24450.104 | 89854.1322
LIFECO-UK |  |  | LIFECO-UK Pre-Piped Foam Bladder Tank With Foam Proportioner, Vertical Mounting, UL Listed, 12 Bar Working Pressure, 581 Gallon Tank Size, 4" Carbon Steel Body and Stainless Steel Water Side Piping, Model LF-WSRCX | LF-WSRCX | 25072.208 | 92140.3644
LIFECO-UK |  |  | LIFECO-UK Pre-Piped Foam Bladder Tank With Foam Proportioner, Vertical Mounting, UL Listed, 12 Bar Working Pressure, 634 Gallon Tank Size, 4" Carbon Steel Body and Stainless Steel Water Side Piping, Model LF-WSRCX | LF-WSRCX | 25729.088 | 94554.3984
LIFECO-UK |  |  | LIFECO-UK Pre-Piped Foam Bladder Tank With Foam Proportioner, Vertical Mounting, UL Listed, 12 Bar Working Pressure, 687 Gallon Tank Size, 4" Carbon Steel Body and Stainless Steel Water Side Piping, Model LF-WSRCX | LF-WSRCX | 26376.952 | 96935.2986
LIFECO-UK |  |  | LIFECO-UK Pre-Piped Foam Bladder Tank With Foam Proportioner, Vertical Mounting, UL Listed, 12 Bar Working Pressure, 740 Gallon Tank Size, 4" Carbon Steel Body and Stainless Steel Water Side Piping, Model LF-WSRCX | LF-WSRCX | 27107.248 | 99619.1364
LIFECO-UK |  |  | LIFECO-UK Pre-Piped Foam Bladder Tank With Foam Proportioner, Vertical Mounting, UL Listed, 12 Bar Working Pressure, 793 Gallon Tank Size, 4" Carbon Steel Body and Stainless Steel Water Side Piping, Model LF-WSRCX | LF-WSRCX | 28655.424 | 105308.6832
LIFECO-UK |  |  | LIFECO-UK Pre-Piped Foam Bladder Tank With Foam Proportioner, Vertical Mounting, UL Listed, 12 Bar Working Pressure, 859 Gallon Tank Size, 4" Carbon Steel Body and Stainless Steel Water Side Piping, Model LF-WSRCX | LF-WSRCX | 29934.408 | 110008.9494
LIFECO-UK |  |  | LIFECO-UK Pre-Piped Foam Bladder Tank With Foam Proportioner, Vertical Mounting, UL Listed, 12 Bar Working Pressure, 925 Gallon Tank Size, 4" Carbon Steel Body and Stainless Steel Water Side Piping, Model LF-WSRCX | LF-WSRCX | 31227.56 | 114761.283
LIFECO-UK |  |  | LIFECO-UK Pre-Piped Foam Bladder Tank With Foam Proportioner, Vertical Mounting, UL Listed, 12 Bar Working Pressure, 991 Gallon Tank Size, 4" Carbon Steel Body and Stainless Steel Water Side Piping, Model LF-WSRCX | LF-WSRCX | 32520.712 | 119513.6166
LIFECO-UK |  |  | LIFECO-UK Pre-Piped Foam Bladder Tank With Foam Proportioner, Vertical Mounting, UL Listed, 12 Bar Working Pressure, 1057 Gallon Tank Size, 4" Carbon Steel Body and Stainless Steel Water Side Piping, Model LF-WSRCX | LF-WSRCX | 33299.952 | 122377.3236
LIFECO-UK |  |  | LIFECO-UK Pre-Piped Foam Bladder Tank With Foam Proportioner, Vertical Mounting, UL Listed, 12 Bar Working Pressure, 1123 Gallon Tank Size, 4" Carbon Steel Body and Stainless Steel Water Side Piping, Model LF-WSRCX | LF-WSRCX | 33739.16 | 123991.413
LIFECO-UK |  |  | LIFECO-UK Pre-Piped Foam Bladder Tank With Foam Proportioner, Vertical Mounting, UL Listed, 12 Bar Working Pressure, 1189 Gallon Tank Size, 4" Carbon Steel Body and Stainless Steel Water Side Piping, Model LF-WSRCX | LF-WSRCX | 34900.936 | 128260.9398
LIFECO-UK |  |  | LIFECO-UK Pre-Piped Foam Bladder Tank With Foam Proportioner, Vertical Mounting, UL Listed, 12 Bar Working Pressure, 1255 Gallon Tank Size, 4" Carbon Steel Body and Stainless Steel Water Side Piping, Model LF-WSRCX | LF-WSRCX | 35638.96 | 130973.178
LIFECO-UK |  |  | LIFECO-UK Pre-Piped Foam Bladder Tank With Foam Proportioner, Vertical Mounting, UL Listed, 12 Bar Working Pressure, 1321 Gallon Tank Size, 4" Carbon Steel Body and Stainless Steel Water Side Piping, Model LF-WSRCX | LF-WSRCX | 40349.176 | 148283.2218
LIFECO-UK |  |  | LIFECO-UK Pre-Piped Foam Bladder Tank With Foam Proportioner, Vertical Mounting, UL Listed, 12 Bar Working Pressure, 1387 Gallon Tank Size, 4" Carbon Steel Body and Stainless Steel Water Side Piping, Model LF-WSRCX | LF-WSRCX | 41022.8 | 150758.79
LIFECO-UK |  |  | LIFECO-UK Pre-Piped Foam Bladder Tank With Foam Proportioner, Vertical Mounting, UL Listed, 12 Bar Working Pressure, 1453 Gallon Tank Size, 4" Carbon Steel Body and Stainless Steel Water Side Piping, Model LF-WSRCX | LF-WSRCX | 42095.704 | 154701.7122
LIFECO-UK |  |  | LIFECO-UK Pre-Piped Foam Bladder Tank With Foam Proportioner, Vertical Mounting, UL Listed, 12 Bar Working Pressure, 1519 Gallon Tank Size, 4" Carbon Steel Body and Stainless Steel Water Side Piping, Model LF-WSRCX | LF-WSRCX | 42729.4 | 157030.545
LIFECO-UK |  |  | LIFECO-UK Pre-Piped Foam Bladder Tank With Foam Proportioner, Vertical Mounting, UL Listed, 12 Bar Working Pressure, 1585 Gallon Tank Size, 4" Carbon Steel Body and Stainless Steel Water Side Piping, Model LF-WSRCX | LF-WSRCX | 44919 | 165077.325
LIFECO-UK |  |  | LIFECO-UK Pre-Piped Foam Bladder Tank With Foam Proportioner, Vertical Mounting, UL Listed, 12 Bar Working Pressure, 1651 Gallon Tank Size, 4" Carbon Steel Body and Stainless Steel Water Side Piping, Model LF-WSRCX | LF-WSRCX | 45699.528 | 167945.7654
LIFECO-UK |  |  | LIFECO-UK Pre-Piped Foam Bladder Tank With Foam Proportioner, Vertical Mounting, UL Listed, 12 Bar Working Pressure, 1717 Gallon Tank Size, 4" Carbon Steel Body and Stainless Steel Water Side Piping, Model LF-WSRCX | LF-WSRCX | 46552.184 | 171079.2762
LIFECO-UK |  |  | LIFECO-UK Pre-Piped Foam Bladder Tank With Foam Proportioner, Vertical Mounting, UL Listed, 12 Bar Working Pressure, 1783 Gallon Tank Size, 4" Carbon Steel Body and Stainless Steel Water Side Piping, Model LF-WSRCX | LF-WSRCX | 47404.84 | 174212.787
LIFECO-UK |  |  | LIFECO-UK Pre-Piped Foam Bladder Tank With Foam Proportioner, Vertical Mounting, UL Listed, 12 Bar Working Pressure, 1849 Gallon Tank Size, 4" Carbon Steel Body and Stainless Steel Water Side Piping, Model LF-WSRCX | LF-WSRCX | 48114.528 | 176820.8904
LIFECO-UK |  |  | LIFECO-UK Pre-Piped Foam Bladder Tank With Foam Proportioner, Vertical Mounting, UL Listed, 12 Bar Working Pressure, 1915 Gallon Tank Size, 4" Carbon Steel Body and Stainless Steel Water Side Piping, Model LF-WSRCX | LF-WSRCX | 48967.184 | 179954.4012
LIFECO-UK |  |  | LIFECO-UK Pre-Piped Foam Bladder Tank With Foam Proportioner, Vertical Mounting, UL Listed, 12 Bar Working Pressure, 1981 Gallon Tank Size, 4" Carbon Steel Body and Stainless Steel Water Side Piping, Model LF-WSRCX | LF-WSRCX | 50036.224 | 183883.1232
LIFECO-UK |  |  | LIFECO-UK Pre-Piped Foam Bladder Tank With Foam Proportioner, Vertical Mounting, UL Listed, 12 Bar Working Pressure, 198 Gallon Tank Size, 6" Carbon Steel Body and Stainless Steel Water Side Piping, Model LF-WSRCX | LF-WSRCX | 16849.616 | 61922.3388
LIFECO-UK |  |  | LIFECO-UK Pre-Piped Foam Bladder Tank With Foam Proportioner, Vertical Mounting, UL Listed, 12 Bar Working Pressure, 211 Gallon Tank Size, 6" Carbon Steel Body and Stainless Steel Water Side Piping, Model LF-WSRCX | LF-WSRCX | 17029.936 | 62585.0148
LIFECO-UK |  |  | LIFECO-UK Pre-Piped Foam Bladder Tank With Foam Proportioner, Vertical Mounting, UL Listed, 12 Bar Working Pressure, 225 Gallon Tank Size, 6" Carbon Steel Body and Stainless Steel Water Side Piping, Model LF-WSRCX | LF-WSRCX | 17291.4 | 63545.895
LIFECO-UK |  |  | LIFECO-UK Pre-Piped Foam Bladder Tank With Foam Proportioner, Vertical Mounting, UL Listed, 12 Bar Working Pressure, 238 Gallon Tank Size, 6" Carbon Steel Body and Stainless Steel Water Side Piping, Model LF-WSRCX | LF-WSRCX | 17547.712 | 64487.8416
LIFECO-UK |  |  | LIFECO-UK Pre-Piped Foam Bladder Tank With Foam Proportioner, Vertical Mounting, UL Listed, 12 Bar Working Pressure, 251 Gallon Tank Size, 6" Carbon Steel Body and Stainless Steel Water Side Piping, Model LF-WSRCX | LF-WSRCX | 17845.24 | 65581.257
LIFECO-UK |  |  | LIFECO-UK Pre-Piped Foam Bladder Tank With Foam Proportioner, Vertical Mounting, UL Listed, 12 Bar Working Pressure, 264 Gallon Tank Size, 6" Carbon Steel Body and Stainless Steel Water Side Piping, Model LF-WSRCX | LF-WSRCX | 20378.736 | 74891.8548
LIFECO-UK |  |  | LIFECO-UK Pre-Piped Foam Bladder Tank With Foam Proportioner, Vertical Mounting, UL Listed, 12 Bar Working Pressure, 291 Gallon Tank Size, 6" Carbon Steel Body and Stainless Steel Water Side Piping, Model LF-WSRCX | LF-WSRCX | 20803.776 | 76453.8768
LIFECO-UK |  |  | LIFECO-UK Pre-Piped Foam Bladder Tank With Foam Proportioner, Vertical Mounting, UL Listed, 12 Bar Working Pressure, 317 Gallon Tank Size, 6" Carbon Steel Body and Stainless Steel Water Side Piping, Model LF-WSRCX | LF-WSRCX | 21089.712 | 77504.6916
LIFECO-UK |  |  | LIFECO-UK Pre-Piped Foam Bladder Tank With Foam Proportioner, Vertical Mounting, UL Listed, 12 Bar Working Pressure, 343 Gallon Tank Size, 6" Carbon Steel Body and Stainless Steel Water Side Piping, Model LF-WSRCX | LF-WSRCX | 21321.552 | 78356.7036
LIFECO-UK |  |  | LIFECO-UK Pre-Piped Foam Bladder Tank With Foam Proportioner, Vertical Mounting, UL Listed, 12 Bar Working Pressure, 370 Gallon Tank Size, 6" Carbon Steel Body and Stainless Steel Water Side Piping, Model LF-WSRCX | LF-WSRCX | 21644.84 | 79544.787
LIFECO-UK |  |  | LIFECO-UK Pre-Piped Foam Bladder Tank With Foam Proportioner, Vertical Mounting, UL Listed, 12 Bar Working Pressure, 396 Gallon Tank Size, 6" Carbon Steel Body and Stainless Steel Water Side Piping, Model LF-WSRCX | LF-WSRCX | 21968.128 | 80732.8704
LIFECO-UK |  |  | LIFECO-UK Pre-Piped Foam Bladder Tank With Foam Proportioner, Vertical Mounting, UL Listed, 12 Bar Working Pressure, 423 Gallon Tank Size, 6" Carbon Steel Body and Stainless Steel Water Side Piping, Model LF-WSRCX | LF-WSRCX | 22312.024 | 81996.6882
LIFECO-UK |  |  | LIFECO-UK Pre-Piped Foam Bladder Tank With Foam Proportioner, Vertical Mounting, UL Listed, 12 Bar Working Pressure, 449 Gallon Tank Size, 6" Carbon Steel Body and Stainless Steel Water Side Piping, Model LF-WSRCX | LF-WSRCX | 22725.472 | 83516.1096
LIFECO-UK |  |  | LIFECO-UK Pre-Piped Foam Bladder Tank With Foam Proportioner, Vertical Mounting, UL Listed, 12 Bar Working Pressure, 476 Gallon Tank Size, 6" Carbon Steel Body and Stainless Steel Water Side Piping, Model LF-WSRCX | LF-WSRCX | 23205.896 | 85281.6678
LIFECO-UK |  |  | LIFECO-UK Pre-Piped Foam Bladder Tank With Foam Proportioner, Vertical Mounting, UL Listed, 12 Bar Working Pressure, 502 Gallon Tank Size, 6" Carbon Steel Body and Stainless Steel Water Side Piping, Model LF-WSRCX | LF-WSRCX | 25905.544 | 95202.8742
LIFECO-UK |  |  | LIFECO-UK Pre-Piped Foam Bladder Tank With Foam Proportioner, Vertical Mounting, UL Listed, 12 Bar Working Pressure, 528 Gallon Tank Size, 6" Carbon Steel Body and Stainless Steel Water Side Piping, Model LF-WSRCX | LF-WSRCX | 26442.64 | 97176.702
LIFECO-UK |  |  | LIFECO-UK Pre-Piped Foam Bladder Tank With Foam Proportioner, Vertical Mounting, UL Listed, 12 Bar Working Pressure, 581 Gallon Tank Size, 6" Carbon Steel Body and Stainless Steel Water Side Piping, Model LF-WSRCX | LF-WSRCX | 27064.744 | 99462.9342
LIFECO-UK |  |  | LIFECO-UK Pre-Piped Foam Bladder Tank With Foam Proportioner, Vertical Mounting, UL Listed, 12 Bar Working Pressure, 634 Gallon Tank Size, 6" Carbon Steel Body and Stainless Steel Water Side Piping, Model LF-WSRCX | LF-WSRCX | 27721.624 | 101876.9682
LIFECO-UK |  |  | LIFECO-UK Pre-Piped Foam Bladder Tank With Foam Proportioner, Vertical Mounting, UL Listed, 12 Bar Working Pressure, 687 Gallon Tank Size, 6" Carbon Steel Body and Stainless Steel Water Side Piping, Model LF-WSRCX | LF-WSRCX | 28363.048 | 104234.2014
LIFECO-UK |  |  | LIFECO-UK Pre-Piped Foam Bladder Tank With Foam Proportioner, Vertical Mounting, UL Listed, 12 Bar Working Pressure, 740 Gallon Tank Size, 6" Carbon Steel Body and Stainless Steel Water Side Piping, Model LF-WSRCX | LF-WSRCX | 29093.344 | 106918.0392
LIFECO-UK |  |  | LIFECO-UK Pre-Piped Foam Bladder Tank With Foam Proportioner, Vertical Mounting, UL Listed, 12 Bar Working Pressure, 793 Gallon Tank Size, 6" Carbon Steel Body and Stainless Steel Water Side Piping, Model LF-WSRCX | LF-WSRCX | 30659.552 | 112673.8536
LIFECO-UK |  |  | LIFECO-UK Pre-Piped Foam Bladder Tank With Foam Proportioner, Vertical Mounting, UL Listed, 12 Bar Working Pressure, 859 Gallon Tank Size, 6" Carbon Steel Body and Stainless Steel Water Side Piping, Model LF-WSRCX | LF-WSRCX | 31939.824 | 117378.8532
LIFECO-UK |  |  | LIFECO-UK Pre-Piped Foam Bladder Tank With Foam Proportioner, Vertical Mounting, UL Listed, 12 Bar Working Pressure, 925 Gallon Tank Size, 6" Carbon Steel Body and Stainless Steel Water Side Piping, Model LF-WSRCX | LF-WSRCX | 33232.976 | 122131.1868
LIFECO-UK |  |  | LIFECO-UK Pre-Piped Foam Bladder Tank With Foam Proportioner, Vertical Mounting, UL Listed, 12 Bar Working Pressure, 991 Gallon Tank Size, 6" Carbon Steel Body and Stainless Steel Water Side Piping, Model LF-WSRCX | LF-WSRCX | 34524.84 | 126878.787
LIFECO-UK |  |  | LIFECO-UK Pre-Piped Foam Bladder Tank With Foam Proportioner, Vertical Mounting, UL Listed, 12 Bar Working Pressure, 1057 Gallon Tank Size, 6" Carbon Steel Body and Stainless Steel Water Side Piping, Model LF-WSRCX | LF-WSRCX | 35304.08 | 129742.494
LIFECO-UK |  |  | LIFECO-UK Pre-Piped Foam Bladder Tank With Foam Proportioner, Vertical Mounting, UL Listed, 12 Bar Working Pressure, 1123 Gallon Tank Size, 6" Carbon Steel Body and Stainless Steel Water Side Piping, Model LF-WSRCX | LF-WSRCX | 35729.12 | 131304.516
LIFECO-UK |  |  | LIFECO-UK Pre-Piped Foam Bladder Tank With Foam Proportioner, Vertical Mounting, UL Listed, 12 Bar Working Pressure, 1189 Gallon Tank Size, 6" Carbon Steel Body and Stainless Steel Water Side Piping, Model LF-WSRCX | LF-WSRCX | 36890.896 | 135574.0428
LIFECO-UK |  |  | LIFECO-UK Pre-Piped Foam Bladder Tank With Foam Proportioner, Vertical Mounting, UL Listed, 12 Bar Working Pressure, 1255 Gallon Tank Size, 6" Carbon Steel Body and Stainless Steel Water Side Piping, Model LF-WSRCX | LF-WSRCX | 37627.632 | 138281.5476
LIFECO-UK |  |  | LIFECO-UK Pre-Piped Foam Bladder Tank With Foam Proportioner, Vertical Mounting, UL Listed, 12 Bar Working Pressure, 1321 Gallon Tank Size, 6" Carbon Steel Body and Stainless Steel Water Side Piping, Model LF-WSRCX | LF-WSRCX | 42337.848 | 155591.5914
LIFECO-UK |  |  | LIFECO-UK Pre-Piped Foam Bladder Tank With Foam Proportioner, Vertical Mounting, UL Listed, 12 Bar Working Pressure, 1387 Gallon Tank Size, 6" Carbon Steel Body and Stainless Steel Water Side Piping, Model LF-WSRCX | LF-WSRCX | 43014.048 | 158076.6264
LIFECO-UK |  |  | LIFECO-UK Pre-Piped Foam Bladder Tank With Foam Proportioner, Vertical Mounting, UL Listed, 12 Bar Working Pressure, 1453 Gallon Tank Size, 6" Carbon Steel Body and Stainless Steel Water Side Piping, Model LF-WSRCX | LF-WSRCX | 44083.088 | 162005.3484
LIFECO-UK |  |  | LIFECO-UK Pre-Piped Foam Bladder Tank With Foam Proportioner, Vertical Mounting, UL Listed, 12 Bar Working Pressure, 1519 Gallon Tank Size, 6" Carbon Steel Body and Stainless Steel Water Side Piping, Model LF-WSRCX | LF-WSRCX | 44719.36 | 164343.648
LIFECO-UK |  |  | LIFECO-UK Pre-Piped Foam Bladder Tank With Foam Proportioner, Vertical Mounting, UL Listed, 12 Bar Working Pressure, 1585 Gallon Tank Size, 6" Carbon Steel Body and Stainless Steel Water Side Piping, Model LF-WSRCX | LF-WSRCX | 46907.672 | 172385.6946
LIFECO-UK |  |  | LIFECO-UK Pre-Piped Foam Bladder Tank With Foam Proportioner, Vertical Mounting, UL Listed, 12 Bar Working Pressure, 1651 Gallon Tank Size, 6" Carbon Steel Body and Stainless Steel Water Side Piping, Model LF-WSRCX | LF-WSRCX | 47689.488 | 175258.8684
LIFECO-UK |  |  | LIFECO-UK Pre-Piped Foam Bladder Tank With Foam Proportioner, Vertical Mounting, UL Listed, 12 Bar Working Pressure, 1717 Gallon Tank Size, 6" Carbon Steel Body and Stainless Steel Water Side Piping, Model LF-WSRCX | LF-WSRCX | 48542.144 | 178392.3792
LIFECO-UK |  |  | LIFECO-UK Pre-Piped Foam Bladder Tank With Foam Proportioner, Vertical Mounting, UL Listed, 12 Bar Working Pressure, 1783 Gallon Tank Size, 6" Carbon Steel Body and Stainless Steel Water Side Piping, Model LF-WSRCX | LF-WSRCX | 49394.8 | 181525.89
LIFECO-UK |  |  | LIFECO-UK Pre-Piped Foam Bladder Tank With Foam Proportioner, Vertical Mounting, UL Listed, 12 Bar Working Pressure, 1849 Gallon Tank Size, 6" Carbon Steel Body and Stainless Steel Water Side Piping, Model LF-WSRCX | LF-WSRCX | 50101.912 | 184124.5266
LIFECO-UK |  |  | LIFECO-UK Pre-Piped Foam Bladder Tank With Foam Proportioner, Vertical Mounting, UL Listed, 12 Bar Working Pressure, 1915 Gallon Tank Size, 6" Carbon Steel Body and Stainless Steel Water Side Piping, Model LF-WSRCX | LF-WSRCX | 50954.568 | 187258.0374
LIFECO-UK |  |  | LIFECO-UK Pre-Piped Foam Bladder Tank With Foam Proportioner, Vertical Mounting, UL Listed, 12 Bar Working Pressure, 1981 Gallon Tank Size, 6" Carbon Steel Body and Stainless Steel Water Side Piping, Model LF-WSRCX | LF-WSRCX | 52027.472 | 191200.9596
LIFECO-UK |  |  | LIFECO-UK Pre-Piped Foam Bladder Tank With Foam Proportioner, Vertical Mounting, UL Listed, 12 Bar Working Pressure, 291 Gallon Tank Size, 8" Carbon Steel Body and Stainless Steel Water Side Piping, Model LF-WSRCX | LF-WSRCX | 22708.728 | 83454.5754
LIFECO-UK |  |  | LIFECO-UK Pre-Piped Foam Bladder Tank With Foam Proportioner, Vertical Mounting, UL Listed, 12 Bar Working Pressure, 317 Gallon Tank Size, 8" Carbon Steel Body and Stainless Steel Water Side Piping, Model LF-WSRCX | LF-WSRCX | 22994.664 | 84505.3902
LIFECO-UK |  |  | LIFECO-UK Pre-Piped Foam Bladder Tank With Foam Proportioner, Vertical Mounting, UL Listed, 12 Bar Working Pressure, 343 Gallon Tank Size, 8" Carbon Steel Body and Stainless Steel Water Side Piping, Model LF-WSRCX | LF-WSRCX | 23226.504 | 85357.4022
LIFECO-UK |  |  | LIFECO-UK Pre-Piped Foam Bladder Tank With Foam Proportioner, Vertical Mounting, UL Listed, 12 Bar Working Pressure, 370 Gallon Tank Size, 8" Carbon Steel Body and Stainless Steel Water Side Piping, Model LF-WSRCX | LF-WSRCX | 23549.792 | 86545.4856
LIFECO-UK |  |  | LIFECO-UK Pre-Piped Foam Bladder Tank With Foam Proportioner, Vertical Mounting, UL Listed, 12 Bar Working Pressure, 396 Gallon Tank Size, 8" Carbon Steel Body and Stainless Steel Water Side Piping, Model LF-WSRCX | LF-WSRCX | 23873.08 | 87733.569
LIFECO-UK |  |  | LIFECO-UK Pre-Piped Foam Bladder Tank With Foam Proportioner, Vertical Mounting, UL Listed, 12 Bar Working Pressure, 423 Gallon Tank Size, 8" Carbon Steel Body and Stainless Steel Water Side Piping, Model LF-WSRCX | LF-WSRCX | 24216.976 | 88997.3868
LIFECO-UK |  |  | LIFECO-UK Pre-Piped Foam Bladder Tank With Foam Proportioner, Vertical Mounting, UL Listed, 12 Bar Working Pressure, 449 Gallon Tank Size, 8" Carbon Steel Body and Stainless Steel Water Side Piping, Model LF-WSRCX | LF-WSRCX | 24630.424 | 90516.8082
LIFECO-UK |  |  | LIFECO-UK Pre-Piped Foam Bladder Tank With Foam Proportioner, Vertical Mounting, UL Listed, 12 Bar Working Pressure, 476 Gallon Tank Size, 8" Carbon Steel Body and Stainless Steel Water Side Piping, Model LF-WSRCX | LF-WSRCX | 25110.848 | 92282.3664
LIFECO-UK |  |  | LIFECO-UK Pre-Piped Foam Bladder Tank With Foam Proportioner, Vertical Mounting, UL Listed, 12 Bar Working Pressure, 502 Gallon Tank Size, 8" Carbon Steel Body and Stainless Steel Water Side Piping, Model LF-WSRCX | LF-WSRCX | 27810.496 | 102203.5728
LIFECO-UK |  |  | LIFECO-UK Pre-Piped Foam Bladder Tank With Foam Proportioner, Vertical Mounting, UL Listed, 12 Bar Working Pressure, 528 Gallon Tank Size, 8" Carbon Steel Body and Stainless Steel Water Side Piping, Model LF-WSRCX | LF-WSRCX | 28347.592 | 104177.4006
LIFECO-UK |  |  | LIFECO-UK Pre-Piped Foam Bladder Tank With Foam Proportioner, Vertical Mounting, UL Listed, 12 Bar Working Pressure, 581 Gallon Tank Size, 8" Carbon Steel Body and Stainless Steel Water Side Piping, Model LF-WSRCX | LF-WSRCX | 28969.696 | 106463.6328
LIFECO-UK |  |  | LIFECO-UK Pre-Piped Foam Bladder Tank With Foam Proportioner, Vertical Mounting, UL Listed, 12 Bar Working Pressure, 634 Gallon Tank Size, 8" Carbon Steel Body and Stainless Steel Water Side Piping, Model LF-WSRCX | LF-WSRCX | 29627.864 | 108882.4002
LIFECO-UK |  |  | LIFECO-UK Pre-Piped Foam Bladder Tank With Foam Proportioner, Vertical Mounting, UL Listed, 12 Bar Working Pressure, 687 Gallon Tank Size, 8" Carbon Steel Body and Stainless Steel Water Side Piping, Model LF-WSRCX | LF-WSRCX | 30539.768 | 112233.6474
LIFECO-UK |  |  | LIFECO-UK Pre-Piped Foam Bladder Tank With Foam Proportioner, Vertical Mounting, UL Listed, 12 Bar Working Pressure, 740 Gallon Tank Size, 8" Carbon Steel Body and Stainless Steel Water Side Piping, Model LF-WSRCX | LF-WSRCX | 31270.064 | 114917.4852
LIFECO-UK |  |  | LIFECO-UK Pre-Piped Foam Bladder Tank With Foam Proportioner, Vertical Mounting, UL Listed, 12 Bar Working Pressure, 793 Gallon Tank Size, 8" Carbon Steel Body and Stainless Steel Water Side Piping, Model LF-WSRCX | LF-WSRCX | 32834.984 | 120668.5662
LIFECO-UK |  |  | LIFECO-UK Pre-Piped Foam Bladder Tank With Foam Proportioner, Vertical Mounting, UL Listed, 12 Bar Working Pressure, 859 Gallon Tank Size, 8" Carbon Steel Body and Stainless Steel Water Side Piping, Model LF-WSRCX | LF-WSRCX | 34115.256 | 125373.5658
LIFECO-UK |  |  | LIFECO-UK Pre-Piped Foam Bladder Tank With Foam Proportioner, Vertical Mounting, UL Listed, 12 Bar Working Pressure, 925 Gallon Tank Size, 8" Carbon Steel Body and Stainless Steel Water Side Piping, Model LF-WSRCX | LF-WSRCX | 35408.408 | 130125.8994
LIFECO-UK |  |  | LIFECO-UK Pre-Piped Foam Bladder Tank With Foam Proportioner, Vertical Mounting, UL Listed, 12 Bar Working Pressure, 991 Gallon Tank Size, 8" Carbon Steel Body and Stainless Steel Water Side Piping, Model LF-WSRCX | LF-WSRCX | 36701.56 | 134878.233
LIFECO-UK |  |  | LIFECO-UK Pre-Piped Foam Bladder Tank With Foam Proportioner, Vertical Mounting, UL Listed, 12 Bar Working Pressure, 1057 Gallon Tank Size, 8" Carbon Steel Body and Stainless Steel Water Side Piping, Model LF-WSRCX | LF-WSRCX | 37479.512 | 137737.2066
LIFECO-UK |  |  | LIFECO-UK Pre-Piped Foam Bladder Tank With Foam Proportioner, Vertical Mounting, UL Listed, 12 Bar Working Pressure, 1123 Gallon Tank Size, 8" Carbon Steel Body and Stainless Steel Water Side Piping, Model LF-WSRCX | LF-WSRCX | 37904.552 | 139299.2286
LIFECO-UK |  |  | LIFECO-UK Pre-Piped Foam Bladder Tank With Foam Proportioner, Vertical Mounting, UL Listed, 12 Bar Working Pressure, 1189 Gallon Tank Size, 8" Carbon Steel Body and Stainless Steel Water Side Piping, Model LF-WSRCX | LF-WSRCX | 39066.328 | 143568.7554
LIFECO-UK |  |  | LIFECO-UK Pre-Piped Foam Bladder Tank With Foam Proportioner, Vertical Mounting, UL Listed, 12 Bar Working Pressure, 1255 Gallon Tank Size, 8" Carbon Steel Body and Stainless Steel Water Side Piping, Model LF-WSRCX | LF-WSRCX | 39804.352 | 146280.9936
LIFECO-UK |  |  | LIFECO-UK Pre-Piped Foam Bladder Tank With Foam Proportioner, Vertical Mounting, UL Listed, 12 Bar Working Pressure, 1321 Gallon Tank Size, 8" Carbon Steel Body and Stainless Steel Water Side Piping, Model LF-WSRCX | LF-WSRCX | 44514.568 | 163591.0374
LIFECO-UK |  |  | LIFECO-UK Pre-Piped Foam Bladder Tank With Foam Proportioner, Vertical Mounting, UL Listed, 12 Bar Working Pressure, 1387 Gallon Tank Size, 8" Carbon Steel Body and Stainless Steel Water Side Piping, Model LF-WSRCX | LF-WSRCX | 45189.48 | 166071.339
LIFECO-UK |  |  | LIFECO-UK Pre-Piped Foam Bladder Tank With Foam Proportioner, Vertical Mounting, UL Listed, 12 Bar Working Pressure, 1453 Gallon Tank Size, 8" Carbon Steel Body and Stainless Steel Water Side Piping, Model LF-WSRCX | LF-WSRCX | 46259.808 | 170004.7944
LIFECO-UK |  |  | LIFECO-UK Pre-Piped Foam Bladder Tank With Foam Proportioner, Vertical Mounting, UL Listed, 12 Bar Working Pressure, 1519 Gallon Tank Size, 8" Carbon Steel Body and Stainless Steel Water Side Piping, Model LF-WSRCX | LF-WSRCX | 46894.792 | 172338.3606
LIFECO-UK |  |  | LIFECO-UK Pre-Piped Foam Bladder Tank With Foam Proportioner, Vertical Mounting, UL Listed, 12 Bar Working Pressure, 1585 Gallon Tank Size, 8" Carbon Steel Body and Stainless Steel Water Side Piping, Model LF-WSRCX | LF-WSRCX | 49083.104 | 180380.4072
LIFECO-UK |  |  | LIFECO-UK Pre-Piped Foam Bladder Tank With Foam Proportioner, Vertical Mounting, UL Listed, 12 Bar Working Pressure, 1651 Gallon Tank Size, 8" Carbon Steel Body and Stainless Steel Water Side Piping, Model LF-WSRCX | LF-WSRCX | 49864.92 | 183253.581
LIFECO-UK |  |  | LIFECO-UK Pre-Piped Foam Bladder Tank With Foam Proportioner, Vertical Mounting, UL Listed, 12 Bar Working Pressure, 1717 Gallon Tank Size, 8" Carbon Steel Body and Stainless Steel Water Side Piping, Model LF-WSRCX | LF-WSRCX | 50716.288 | 186382.3584
LIFECO-UK |  |  | LIFECO-UK Pre-Piped Foam Bladder Tank With Foam Proportioner, Vertical Mounting, UL Listed, 12 Bar Working Pressure, 1783 Gallon Tank Size, 8" Carbon Steel Body and Stainless Steel Water Side Piping, Model LF-WSRCX | LF-WSRCX | 51568.944 | 189515.8692
LIFECO-UK |  |  | LIFECO-UK Pre-Piped Foam Bladder Tank With Foam Proportioner, Vertical Mounting, UL Listed, 12 Bar Working Pressure, 1849 Gallon Tank Size, 8" Carbon Steel Body and Stainless Steel Water Side Piping, Model LF-WSRCX | LF-WSRCX | 52279.92 | 192128.706
LIFECO-UK |  |  | LIFECO-UK Pre-Piped Foam Bladder Tank With Foam Proportioner, Vertical Mounting, UL Listed, 12 Bar Working Pressure, 1915 Gallon Tank Size, 8" Carbon Steel Body and Stainless Steel Water Side Piping, Model LF-WSRCX | LF-WSRCX | 53131.288 | 195257.4834
LIFECO-UK |  |  | LIFECO-UK Pre-Piped Foam Bladder Tank With Foam Proportioner, Vertical Mounting, UL Listed, 12 Bar Working Pressure, 1981 Gallon Tank Size, 8" Carbon Steel Body and Stainless Steel Water Side Piping, Model LF-WSRCX | LF-WSRCX | 54202.904 | 199195.6722
LIFECO UL Listed Horizontal Foam Bladder Tank and Foam Proportioner
LIFECO-UK |  |  | LIFECO-UK Pre-Piped Foam Bladder Tank With Foam Proportioner, Horitontal Mounting, UL Listed, 12 Bar Working Pressure, 2047 Gallon Tank Size, 2.5" Carbon Steel Body and Stainless Steel Water Side Piping, Model LF-WSRCX | LF-WSRCX | 50282.232 | 184787.2026
LIFECO-UK |  |  | LIFECO-UK Pre-Piped Foam Bladder Tank With Foam Proportioner, Horitontal Mounting, UL Listed, 12 Bar Working Pressure, 2113 Gallon Tank Size, 2.5" Carbon Steel Body and Stainless Steel Water Side Piping, Model LF-WSRCX | LF-WSRCX | 51208.304 | 188190.5172
LIFECO-UK |  |  | LIFECO-UK Pre-Piped Foam Bladder Tank With Foam Proportioner, Horitontal Mounting, UL Listed, 12 Bar Working Pressure, 2179 Gallon Tank Size, 2.5" Carbon Steel Body and Stainless Steel Water Side Piping, Model LF-WSRCX | LF-WSRCX | 51616.6 | 189691.005
LIFECO-UK |  |  | LIFECO-UK Pre-Piped Foam Bladder Tank With Foam Proportioner, Horitontal Mounting, UL Listed, 12 Bar Working Pressure, 2245 Gallon Tank Size, 2.5" Carbon Steel Body and Stainless Steel Water Side Piping, Model LF-WSRCX | LF-WSRCX | 52389.4 | 192531.045
LIFECO-UK |  |  | LIFECO-UK Pre-Piped Foam Bladder Tank With Foam Proportioner, Horitontal Mounting, UL Listed, 12 Bar Working Pressure, 2312 Gallon Tank Size, 2.5" Carbon Steel Body and Stainless Steel Water Side Piping, Model LF-WSRCX | LF-WSRCX | 53162.2 | 195371.085
LIFECO-UK |  |  | LIFECO-UK Pre-Piped Foam Bladder Tank With Foam Proportioner, Horitontal Mounting, UL Listed, 12 Bar Working Pressure, 2378 Gallon Tank Size, 2.5" Carbon Steel Body and Stainless Steel Water Side Piping, Model LF-WSRCX | LF-WSRCX | 53862.872 | 197946.0546
LIFECO-UK |  |  | LIFECO-UK Pre-Piped Foam Bladder Tank With Foam Proportioner, Horitontal Mounting, UL Listed, 12 Bar Working Pressure, 2444 Gallon Tank Size, 2.5" Carbon Steel Body and Stainless Steel Water Side Piping, Model LF-WSRCX | LF-WSRCX | 54639.536 | 200800.2948
LIFECO-UK |  |  | LIFECO-UK Pre-Piped Foam Bladder Tank With Foam Proportioner, Horitontal Mounting, UL Listed, 12 Bar Working Pressure, 2510 Gallon Tank Size, 2.5" Carbon Steel Body and Stainless Steel Water Side Piping, Model LF-WSRCX | LF-WSRCX | 56315.224 | 206958.4482
LIFECO-UK |  |  | LIFECO-UK Pre-Piped Foam Bladder Tank With Foam Proportioner, Horitontal Mounting, UL Listed, 12 Bar Working Pressure, 2576 Gallon Tank Size, 2.5" Carbon Steel Body and Stainless Steel Water Side Piping, Model LF-WSRCX | LF-WSRCX | 57416.464 | 211005.5052
LIFECO-UK |  |  | LIFECO-UK Pre-Piped Foam Bladder Tank With Foam Proportioner, Horitontal Mounting, UL Listed, 12 Bar Working Pressure, 2642 Gallon Tank Size, 2.5" Carbon Steel Body and Stainless Steel Water Side Piping, Model LF-WSRCX | LF-WSRCX | 57971.592 | 213045.6006
LIFECO-UK |  |  | LIFECO-UK Pre-Piped Foam Bladder Tank With Foam Proportioner, Horitontal Mounting, UL Listed, 12 Bar Working Pressure, 2774 Gallon Tank Size, 2.5" Carbon Steel Body and Stainless Steel Water Side Piping, Model LF-WSRCX | LF-WSRCX | 59084.424 | 217135.2582
LIFECO-UK |  |  | LIFECO-UK Pre-Piped Foam Bladder Tank With Foam Proportioner, Horitontal Mounting, UL Listed, 12 Bar Working Pressure, 2906 Gallon Tank Size, 2.5" Carbon Steel Body and Stainless Steel Water Side Piping, Model LF-WSRCX | LF-WSRCX | 60706.016 | 223094.6088
LIFECO-UK |  |  | LIFECO-UK Pre-Piped Foam Bladder Tank With Foam Proportioner, Horitontal Mounting, UL Listed, 12 Bar Working Pressure, 3038 Gallon Tank Size, 2.5" Carbon Steel Body and Stainless Steel Water Side Piping, Model LF-WSRCX | LF-WSRCX | 62180.776 | 228514.3518
LIFECO-UK |  |  | LIFECO-UK Pre-Piped Foam Bladder Tank With Foam Proportioner, Horitontal Mounting, UL Listed, 12 Bar Working Pressure, 3170 Gallon Tank Size, 2.5" Carbon Steel Body and Stainless Steel Water Side Piping, Model LF-WSRCX | LF-WSRCX | 64054.816 | 235401.4488
LIFECO-UK |  |  | LIFECO-UK Pre-Piped Foam Bladder Tank With Foam Proportioner, Horitontal Mounting, UL Listed, 12 Bar Working Pressure, 3302 Gallon Tank Size, 2.5" Carbon Steel Body and Stainless Steel Water Side Piping, Model LF-WSRCX | LF-WSRCX | 65529.576 | 240821.1918
LIFECO-UK |  |  | LIFECO-UK Pre-Piped Foam Bladder Tank With Foam Proportioner, Horitontal Mounting, UL Listed, 12 Bar Working Pressure, 3434 Gallon Tank Size, 2.5" Carbon Steel Body and Stainless Steel Water Side Piping, Model LF-WSRCX | LF-WSRCX | 67006.912 | 246250.4016
LIFECO-UK |  |  | LIFECO-UK Pre-Piped Foam Bladder Tank With Foam Proportioner, Horitontal Mounting, UL Listed, 12 Bar Working Pressure, 3566 Gallon Tank Size, 2.5" Carbon Steel Body and Stainless Steel Water Side Piping, Model LF-WSRCX | LF-WSRCX | 69059.984 | 253795.4412
LIFECO-UK |  |  | LIFECO-UK Pre-Piped Foam Bladder Tank With Foam Proportioner, Horitontal Mounting, UL Listed, 12 Bar Working Pressure, 3698 Gallon Tank Size, 2.5" Carbon Steel Body and Stainless Steel Water Side Piping, Model LF-WSRCX | LF-WSRCX | 70644.224 | 259617.5232
LIFECO-UK |  |  | LIFECO-UK Pre-Piped Foam Bladder Tank With Foam Proportioner, Horitontal Mounting, UL Listed, 12 Bar Working Pressure, 3830 Gallon Tank Size, 2.5" Carbon Steel Body and Stainless Steel Water Side Piping, Model LF-WSRCX | LF-WSRCX | 72264.528 | 265572.1404
LIFECO-UK |  |  | LIFECO-UK Pre-Piped Foam Bladder Tank With Foam Proportioner, Horitontal Mounting, UL Listed, 12 Bar Working Pressure, 3963 Gallon Tank Size, 2.5" Carbon Steel Body and Stainless Steel Water Side Piping, Model LF-WSRCX | LF-WSRCX | 73956.96 | 271791.828
LIFECO-UK |  |  | LIFECO-UK Pre-Piped Foam Bladder Tank With Foam Proportioner, Horitontal Mounting, UL Listed, 12 Bar Working Pressure, 2047 Gallon Tank Size, 3" Carbon Steel Body and Stainless Steel Water Side Piping, Model LF-WSRCX | LF-WSRCX | 50668.632 | 186207.2226
LIFECO-UK |  |  | LIFECO-UK Pre-Piped Foam Bladder Tank With Foam Proportioner, Horitontal Mounting, UL Listed, 12 Bar Working Pressure, 2113 Gallon Tank Size, 3" Carbon Steel Body and Stainless Steel Water Side Piping, Model LF-WSRCX | LF-WSRCX | 51595.992 | 189615.2706
LIFECO-UK |  |  | LIFECO-UK Pre-Piped Foam Bladder Tank With Foam Proportioner, Horitontal Mounting, UL Listed, 12 Bar Working Pressure, 2179 Gallon Tank Size, 3" Carbon Steel Body and Stainless Steel Water Side Piping, Model LF-WSRCX | LF-WSRCX | 51999.136 | 191096.8248
LIFECO-UK |  |  | LIFECO-UK Pre-Piped Foam Bladder Tank With Foam Proportioner, Horitontal Mounting, UL Listed, 12 Bar Working Pressure, 2245 Gallon Tank Size, 3" Carbon Steel Body and Stainless Steel Water Side Piping, Model LF-WSRCX | LF-WSRCX | 52773.224 | 193941.5982
LIFECO-UK |  |  | LIFECO-UK Pre-Piped Foam Bladder Tank With Foam Proportioner, Horitontal Mounting, UL Listed, 12 Bar Working Pressure, 2312 Gallon Tank Size, 3" Carbon Steel Body and Stainless Steel Water Side Piping, Model LF-WSRCX | LF-WSRCX | 53546.024 | 196781.6382
LIFECO-UK |  |  | LIFECO-UK Pre-Piped Foam Bladder Tank With Foam Proportioner, Horitontal Mounting, UL Listed, 12 Bar Working Pressure, 2378 Gallon Tank Size, 3" Carbon Steel Body and Stainless Steel Water Side Piping, Model LF-WSRCX | LF-WSRCX | 54247.984 | 199361.3412
LIFECO-UK |  |  | LIFECO-UK Pre-Piped Foam Bladder Tank With Foam Proportioner, Horitontal Mounting, UL Listed, 12 Bar Working Pressure, 2444 Gallon Tank Size, 3" Carbon Steel Body and Stainless Steel Water Side Piping, Model LF-WSRCX | LF-WSRCX | 55022.072 | 202206.1146
LIFECO-UK |  |  | LIFECO-UK Pre-Piped Foam Bladder Tank With Foam Proportioner, Horitontal Mounting, UL Listed, 12 Bar Working Pressure, 2510 Gallon Tank Size, 3" Carbon Steel Body and Stainless Steel Water Side Piping, Model LF-WSRCX | LF-WSRCX | 56700.336 | 208373.7348
LIFECO-UK |  |  | LIFECO-UK Pre-Piped Foam Bladder Tank With Foam Proportioner, Horitontal Mounting, UL Listed, 12 Bar Working Pressure, 2576 Gallon Tank Size, 3" Carbon Steel Body and Stainless Steel Water Side Piping, Model LF-WSRCX | LF-WSRCX | 57800.288 | 212416.0584
LIFECO-UK |  |  | LIFECO-UK Pre-Piped Foam Bladder Tank With Foam Proportioner, Horitontal Mounting, UL Listed, 12 Bar Working Pressure, 2642 Gallon Tank Size, 3" Carbon Steel Body and Stainless Steel Water Side Piping, Model LF-WSRCX | LF-WSRCX | 58356.704 | 214460.8872
LIFECO-UK |  |  | LIFECO-UK Pre-Piped Foam Bladder Tank With Foam Proportioner, Horitontal Mounting, UL Listed, 12 Bar Working Pressure, 2774 Gallon Tank Size, 3" Carbon Steel Body and Stainless Steel Water Side Piping, Model LF-WSRCX | LF-WSRCX | 59469.536 | 218550.5448
LIFECO-UK |  |  | LIFECO-UK Pre-Piped Foam Bladder Tank With Foam Proportioner, Horitontal Mounting, UL Listed, 12 Bar Working Pressure, 2906 Gallon Tank Size, 3" Carbon Steel Body and Stainless Steel Water Side Piping, Model LF-WSRCX | LF-WSRCX | 61089.84 | 224505.162
LIFECO-UK |  |  | LIFECO-UK Pre-Piped Foam Bladder Tank With Foam Proportioner, Horitontal Mounting, UL Listed, 12 Bar Working Pressure, 3038 Gallon Tank Size, 3" Carbon Steel Body and Stainless Steel Water Side Piping, Model LF-WSRCX | LF-WSRCX | 62564.6 | 229924.905
LIFECO-UK |  |  | LIFECO-UK Pre-Piped Foam Bladder Tank With Foam Proportioner, Horitontal Mounting, UL Listed, 12 Bar Working Pressure, 3170 Gallon Tank Size, 3" Carbon Steel Body and Stainless Steel Water Side Piping, Model LF-WSRCX | LF-WSRCX | 64438.64 | 236812.002
LIFECO-UK |  |  | LIFECO-UK Pre-Piped Foam Bladder Tank With Foam Proportioner, Horitontal Mounting, UL Listed, 12 Bar Working Pressure, 3302 Gallon Tank Size, 3" Carbon Steel Body and Stainless Steel Water Side Piping, Model LF-WSRCX | LF-WSRCX | 65913.4 | 242231.745
LIFECO-UK |  |  | LIFECO-UK Pre-Piped Foam Bladder Tank With Foam Proportioner, Horitontal Mounting, UL Listed, 12 Bar Working Pressure, 3434 Gallon Tank Size, 3" Carbon Steel Body and Stainless Steel Water Side Piping, Model LF-WSRCX | LF-WSRCX | 67388.16 | 247651.488
LIFECO-UK |  |  | LIFECO-UK Pre-Piped Foam Bladder Tank With Foam Proportioner, Horitontal Mounting, UL Listed, 12 Bar Working Pressure, 3566 Gallon Tank Size, 3" Carbon Steel Body and Stainless Steel Water Side Piping, Model LF-WSRCX | LF-WSRCX | 69442.52 | 255201.261
LIFECO-UK |  |  | LIFECO-UK Pre-Piped Foam Bladder Tank With Foam Proportioner, Horitontal Mounting, UL Listed, 12 Bar Working Pressure, 3698 Gallon Tank Size, 3" Carbon Steel Body and Stainless Steel Water Side Piping, Model LF-WSRCX | LF-WSRCX | 71028.048 | 261028.0764
LIFECO-UK |  |  | LIFECO-UK Pre-Piped Foam Bladder Tank With Foam Proportioner, Horitontal Mounting, UL Listed, 12 Bar Working Pressure, 3830 Gallon Tank Size, 3" Carbon Steel Body and Stainless Steel Water Side Piping, Model LF-WSRCX | LF-WSRCX | 72645.776 | 266973.2268
LIFECO-UK |  |  | LIFECO-UK Pre-Piped Foam Bladder Tank With Foam Proportioner, Horitontal Mounting, UL Listed, 12 Bar Working Pressure, 3963 Gallon Tank Size, 3" Carbon Steel Body and Stainless Steel Water Side Piping, Model LF-WSRCX | LF-WSRCX | 74340.784 | 273202.3812
LIFECO-UK |  |  | LIFECO-UK Pre-Piped Foam Bladder Tank With Foam Proportioner, Horitontal Mounting, UL Listed, 12 Bar Working Pressure, 2047 Gallon Tank Size, 4" Carbon Steel Body and Stainless Steel Water Side Piping, Model LF-WSRCX | LF-WSRCX | 51182.544 | 188095.8492
LIFECO-UK |  |  | LIFECO-UK Pre-Piped Foam Bladder Tank With Foam Proportioner, Horitontal Mounting, UL Listed, 12 Bar Working Pressure, 2113 Gallon Tank Size, 4" Carbon Steel Body and Stainless Steel Water Side Piping, Model LF-WSRCX | LF-WSRCX | 52107.328 | 191494.4304
LIFECO-UK |  |  | LIFECO-UK Pre-Piped Foam Bladder Tank With Foam Proportioner, Horitontal Mounting, UL Listed, 12 Bar Working Pressure, 2179 Gallon Tank Size, 4" Carbon Steel Body and Stainless Steel Water Side Piping, Model LF-WSRCX | LF-WSRCX | 52506.608 | 192961.7844
LIFECO-UK |  |  | LIFECO-UK Pre-Piped Foam Bladder Tank With Foam Proportioner, Horitontal Mounting, UL Listed, 12 Bar Working Pressure, 2245 Gallon Tank Size, 4" Carbon Steel Body and Stainless Steel Water Side Piping, Model LF-WSRCX | LF-WSRCX | 53281.984 | 195811.2912
LIFECO-UK |  |  | LIFECO-UK Pre-Piped Foam Bladder Tank With Foam Proportioner, Horitontal Mounting, UL Listed, 12 Bar Working Pressure, 2312 Gallon Tank Size, 4" Carbon Steel Body and Stainless Steel Water Side Piping, Model LF-WSRCX | LF-WSRCX | 54056.072 | 198656.0646
LIFECO-UK |  |  | LIFECO-UK Pre-Piped Foam Bladder Tank With Foam Proportioner, Horitontal Mounting, UL Listed, 12 Bar Working Pressure, 2378 Gallon Tank Size, 4" Carbon Steel Body and Stainless Steel Water Side Piping, Model LF-WSRCX | LF-WSRCX | 54756.744 | 201231.0342
LIFECO-UK |  |  | LIFECO-UK Pre-Piped Foam Bladder Tank With Foam Proportioner, Horitontal Mounting, UL Listed, 12 Bar Working Pressure, 2444 Gallon Tank Size, 4" Carbon Steel Body and Stainless Steel Water Side Piping, Model LF-WSRCX | LF-WSRCX | 55529.544 | 204071.0742
LIFECO-UK |  |  | LIFECO-UK Pre-Piped Foam Bladder Tank With Foam Proportioner, Horitontal Mounting, UL Listed, 12 Bar Working Pressure, 2510 Gallon Tank Size, 4" Carbon Steel Body and Stainless Steel Water Side Piping, Model LF-WSRCX | LF-WSRCX | 57210.384 | 210248.1612
LIFECO-UK |  |  | LIFECO-UK Pre-Piped Foam Bladder Tank With Foam Proportioner, Horitontal Mounting, UL Listed, 12 Bar Working Pressure, 2576 Gallon Tank Size, 4" Carbon Steel Body and Stainless Steel Water Side Piping, Model LF-WSRCX | LF-WSRCX | 58310.336 | 214290.4848
LIFECO-UK |  |  | LIFECO-UK Pre-Piped Foam Bladder Tank With Foam Proportioner, Horitontal Mounting, UL Listed, 12 Bar Working Pressure, 2642 Gallon Tank Size, 4" Carbon Steel Body and Stainless Steel Water Side Piping, Model LF-WSRCX | LF-WSRCX | 58866.752 | 216335.3136
LIFECO-UK |  |  | LIFECO-UK Pre-Piped Foam Bladder Tank With Foam Proportioner, Horitontal Mounting, UL Listed, 12 Bar Working Pressure, 2774 Gallon Tank Size, 4" Carbon Steel Body and Stainless Steel Water Side Piping, Model LF-WSRCX | LF-WSRCX | 59979.584 | 220424.9712
LIFECO-UK |  |  | LIFECO-UK Pre-Piped Foam Bladder Tank With Foam Proportioner, Horitontal Mounting, UL Listed, 12 Bar Working Pressure, 2906 Gallon Tank Size, 4" Carbon Steel Body and Stainless Steel Water Side Piping, Model LF-WSRCX | LF-WSRCX | 61599.888 | 226379.5884
LIFECO-UK |  |  | LIFECO-UK Pre-Piped Foam Bladder Tank With Foam Proportioner, Horitontal Mounting, UL Listed, 12 Bar Working Pressure, 3038 Gallon Tank Size, 4" Carbon Steel Body and Stainless Steel Water Side Piping, Model LF-WSRCX | LF-WSRCX | 63073.36 | 231794.598
LIFECO-UK |  |  | LIFECO-UK Pre-Piped Foam Bladder Tank With Foam Proportioner, Horitontal Mounting, UL Listed, 12 Bar Working Pressure, 3170 Gallon Tank Size, 4" Carbon Steel Body and Stainless Steel Water Side Piping, Model LF-WSRCX | LF-WSRCX | 64947.4 | 238681.695
LIFECO-UK |  |  | LIFECO-UK Pre-Piped Foam Bladder Tank With Foam Proportioner, Horitontal Mounting, UL Listed, 12 Bar Working Pressure, 3302 Gallon Tank Size, 4" Carbon Steel Body and Stainless Steel Water Side Piping, Model LF-WSRCX | LF-WSRCX | 66422.16 | 244101.438
LIFECO-UK |  |  | LIFECO-UK Pre-Piped Foam Bladder Tank With Foam Proportioner, Horitontal Mounting, UL Listed, 12 Bar Working Pressure, 3434 Gallon Tank Size, 4" Carbon Steel Body and Stainless Steel Water Side Piping, Model LF-WSRCX | LF-WSRCX | 67896.92 | 249521.181
LIFECO-UK |  |  | LIFECO-UK Pre-Piped Foam Bladder Tank With Foam Proportioner, Horitontal Mounting, UL Listed, 12 Bar Working Pressure, 3566 Gallon Tank Size, 4" Carbon Steel Body and Stainless Steel Water Side Piping, Model LF-WSRCX | LF-WSRCX | 69952.568 | 257075.6874
LIFECO-UK |  |  | LIFECO-UK Pre-Piped Foam Bladder Tank With Foam Proportioner, Horitontal Mounting, UL Listed, 12 Bar Working Pressure, 3698 Gallon Tank Size, 4" Carbon Steel Body and Stainless Steel Water Side Piping, Model LF-WSRCX | LF-WSRCX | 71534.232 | 262888.3026
LIFECO-UK |  |  | LIFECO-UK Pre-Piped Foam Bladder Tank With Foam Proportioner, Horitontal Mounting, UL Listed, 12 Bar Working Pressure, 3830 Gallon Tank Size, 4" Carbon Steel Body and Stainless Steel Water Side Piping, Model LF-WSRCX | LF-WSRCX | 73155.824 | 268847.6532
LIFECO-UK |  |  | LIFECO-UK Pre-Piped Foam Bladder Tank With Foam Proportioner, Horitontal Mounting, UL Listed, 12 Bar Working Pressure, 3963 Gallon Tank Size, 4" Carbon Steel Body and Stainless Steel Water Side Piping, Model LF-WSRCX | LF-WSRCX | 74846.968 | 275062.6074
LIFECO-UK |  |  | LIFECO-UK Pre-Piped Foam Bladder Tank With Foam Proportioner, Horitontal Mounting, UL Listed, 12 Bar Working Pressure, 2047 Gallon Tank Size, 6" Carbon Steel Body and Stainless Steel Water Side Piping, Model LF-WSRCX | LF-WSRCX | 53172.504 | 195408.9522
LIFECO-UK |  |  | LIFECO-UK Pre-Piped Foam Bladder Tank With Foam Proportioner, Horitontal Mounting, UL Listed, 12 Bar Working Pressure, 2113 Gallon Tank Size, 6" Carbon Steel Body and Stainless Steel Water Side Piping, Model LF-WSRCX | LF-WSRCX | 54096 | 198802.8
LIFECO-UK |  |  | LIFECO-UK Pre-Piped Foam Bladder Tank With Foam Proportioner, Horitontal Mounting, UL Listed, 12 Bar Working Pressure, 2179 Gallon Tank Size, 6" Carbon Steel Body and Stainless Steel Water Side Piping, Model LF-WSRCX | LF-WSRCX | 54481.112 | 200218.0866
LIFECO-UK |  |  | LIFECO-UK Pre-Piped Foam Bladder Tank With Foam Proportioner, Horitontal Mounting, UL Listed, 12 Bar Working Pressure, 2245 Gallon Tank Size, 6" Carbon Steel Body and Stainless Steel Water Side Piping, Model LF-WSRCX | LF-WSRCX | 55256.488 | 203067.5934
LIFECO-UK |  |  | LIFECO-UK Pre-Piped Foam Bladder Tank With Foam Proportioner, Horitontal Mounting, UL Listed, 12 Bar Working Pressure, 2312 Gallon Tank Size, 6" Carbon Steel Body and Stainless Steel Water Side Piping, Model LF-WSRCX | LF-WSRCX | 56028 | 205902.9
LIFECO-UK |  |  | LIFECO-UK Pre-Piped Foam Bladder Tank With Foam Proportioner, Horitontal Mounting, UL Listed, 12 Bar Working Pressure, 2378 Gallon Tank Size, 6" Carbon Steel Body and Stainless Steel Water Side Piping, Model LF-WSRCX | LF-WSRCX | 56729.96 | 208482.603
LIFECO-UK |  |  | LIFECO-UK Pre-Piped Foam Bladder Tank With Foam Proportioner, Horitontal Mounting, UL Listed, 12 Bar Working Pressure, 2444 Gallon Tank Size, 6" Carbon Steel Body and Stainless Steel Water Side Piping, Model LF-WSRCX | LF-WSRCX | 57504.048 | 211327.3764
LIFECO-UK |  |  | LIFECO-UK Pre-Piped Foam Bladder Tank With Foam Proportioner, Horitontal Mounting, UL Listed, 12 Bar Working Pressure, 2510 Gallon Tank Size, 6" Carbon Steel Body and Stainless Steel Water Side Piping, Model LF-WSRCX | LF-WSRCX | 59182.312 | 217494.9966
LIFECO-UK |  |  | LIFECO-UK Pre-Piped Foam Bladder Tank With Foam Proportioner, Horitontal Mounting, UL Listed, 12 Bar Working Pressure, 2576 Gallon Tank Size, 6" Carbon Steel Body and Stainless Steel Water Side Piping, Model LF-WSRCX | LF-WSRCX | 60284.84 | 221546.787
LIFECO-UK |  |  | LIFECO-UK Pre-Piped Foam Bladder Tank With Foam Proportioner, Horitontal Mounting, UL Listed, 12 Bar Working Pressure, 2642 Gallon Tank Size, 6" Carbon Steel Body and Stainless Steel Water Side Piping, Model LF-WSRCX | LF-WSRCX | 60838.68 | 223582.149
LIFECO-UK |  |  | LIFECO-UK Pre-Piped Foam Bladder Tank With Foam Proportioner, Horitontal Mounting, UL Listed, 12 Bar Working Pressure, 2774 Gallon Tank Size, 6" Carbon Steel Body and Stainless Steel Water Side Piping, Model LF-WSRCX | LF-WSRCX | 61951.512 | 227671.8066
LIFECO-UK |  |  | LIFECO-UK Pre-Piped Foam Bladder Tank With Foam Proportioner, Horitontal Mounting, UL Listed, 12 Bar Working Pressure, 2906 Gallon Tank Size, 6" Carbon Steel Body and Stainless Steel Water Side Piping, Model LF-WSRCX | LF-WSRCX | 63573.104 | 233631.1572
LIFECO-UK |  |  | LIFECO-UK Pre-Piped Foam Bladder Tank With Foam Proportioner, Horitontal Mounting, UL Listed, 12 Bar Working Pressure, 3038 Gallon Tank Size, 6" Carbon Steel Body and Stainless Steel Water Side Piping, Model LF-WSRCX | LF-WSRCX | 65047.864 | 239050.9002
LIFECO-UK |  |  | LIFECO-UK Pre-Piped Foam Bladder Tank With Foam Proportioner, Horitontal Mounting, UL Listed, 12 Bar Working Pressure, 3170 Gallon Tank Size, 6" Carbon Steel Body and Stainless Steel Water Side Piping, Model LF-WSRCX | LF-WSRCX | 66921.904 | 245937.9972
LIFECO-UK |  |  | LIFECO-UK Pre-Piped Foam Bladder Tank With Foam Proportioner, Horitontal Mounting, UL Listed, 12 Bar Working Pressure, 3302 Gallon Tank Size, 6" Carbon Steel Body and Stainless Steel Water Side Piping, Model LF-WSRCX | LF-WSRCX | 68396.664 | 251357.7402
LIFECO-UK |  |  | LIFECO-UK Pre-Piped Foam Bladder Tank With Foam Proportioner, Horitontal Mounting, UL Listed, 12 Bar Working Pressure, 3434 Gallon Tank Size, 6" Carbon Steel Body and Stainless Steel Water Side Piping, Model LF-WSRCX | LF-WSRCX | 69870.136 | 256772.7498
LIFECO-UK |  |  | LIFECO-UK Pre-Piped Foam Bladder Tank With Foam Proportioner, Horitontal Mounting, UL Listed, 12 Bar Working Pressure, 3566 Gallon Tank Size, 6" Carbon Steel Body and Stainless Steel Water Side Piping, Model LF-WSRCX | LF-WSRCX | 71927.072 | 264331.9896
LIFECO-UK |  |  | LIFECO-UK Pre-Piped Foam Bladder Tank With Foam Proportioner, Horitontal Mounting, UL Listed, 12 Bar Working Pressure, 3698 Gallon Tank Size, 6" Carbon Steel Body and Stainless Steel Water Side Piping, Model LF-WSRCX | LF-WSRCX | 73508.736 | 270144.6048
LIFECO-UK |  |  | LIFECO-UK Pre-Piped Foam Bladder Tank With Foam Proportioner, Horitontal Mounting, UL Listed, 12 Bar Working Pressure, 3830 Gallon Tank Size, 6" Carbon Steel Body and Stainless Steel Water Side Piping, Model LF-WSRCX | LF-WSRCX | 75130.328 | 276103.9554
LIFECO-UK |  |  | LIFECO-UK Pre-Piped Foam Bladder Tank With Foam Proportioner, Horitontal Mounting, UL Listed, 12 Bar Working Pressure, 3963 Gallon Tank Size, 6" Carbon Steel Body and Stainless Steel Water Side Piping, Model LF-WSRCX | LF-WSRCX | 76821.472 | 282318.9096
LIFECO-UK |  |  | LIFECO-UK Pre-Piped Foam Bladder Tank With Foam Proportioner, Horitontal Mounting, UL Listed, 12 Bar Working Pressure, 2047 Gallon Tank Size, 8" Carbon Steel Body and Stainless Steel Water Side Piping, Model LF-WSRCX | LF-WSRCX | 55347.936 | 203403.6648
LIFECO-UK |  |  | LIFECO-UK Pre-Piped Foam Bladder Tank With Foam Proportioner, Horitontal Mounting, UL Listed, 12 Bar Working Pressure, 2113 Gallon Tank Size, 8" Carbon Steel Body and Stainless Steel Water Side Piping, Model LF-WSRCX | LF-WSRCX | 56272.72 | 206802.246
LIFECO-UK |  |  | LIFECO-UK Pre-Piped Foam Bladder Tank With Foam Proportioner, Horitontal Mounting, UL Listed, 12 Bar Working Pressure, 2179 Gallon Tank Size, 8" Carbon Steel Body and Stainless Steel Water Side Piping, Model LF-WSRCX | LF-WSRCX | 56655.256 | 208208.0658
LIFECO-UK |  |  | LIFECO-UK Pre-Piped Foam Bladder Tank With Foam Proportioner, Horitontal Mounting, UL Listed, 12 Bar Working Pressure, 2245 Gallon Tank Size, 8" Carbon Steel Body and Stainless Steel Water Side Piping, Model LF-WSRCX | LF-WSRCX | 57431.92 | 211062.306
LIFECO-UK |  |  | LIFECO-UK Pre-Piped Foam Bladder Tank With Foam Proportioner, Horitontal Mounting, UL Listed, 12 Bar Working Pressure, 2312 Gallon Tank Size, 8" Carbon Steel Body and Stainless Steel Water Side Piping, Model LF-WSRCX | LF-WSRCX | 58204.72 | 213902.346
LIFECO-UK |  |  | LIFECO-UK Pre-Piped Foam Bladder Tank With Foam Proportioner, Horitontal Mounting, UL Listed, 12 Bar Working Pressure, 2378 Gallon Tank Size, 8" Carbon Steel Body and Stainless Steel Water Side Piping, Model LF-WSRCX | LF-WSRCX | 58906.68 | 216482.049
LIFECO-UK |  |  | LIFECO-UK Pre-Piped Foam Bladder Tank With Foam Proportioner, Horitontal Mounting, UL Listed, 12 Bar Working Pressure, 2444 Gallon Tank Size, 8" Carbon Steel Body and Stainless Steel Water Side Piping, Model LF-WSRCX | LF-WSRCX | 59679.48 | 219322.089
LIFECO-UK |  |  | LIFECO-UK Pre-Piped Foam Bladder Tank With Foam Proportioner, Horitontal Mounting, UL Listed, 12 Bar Working Pressure, 2510 Gallon Tank Size, 8" Carbon Steel Body and Stainless Steel Water Side Piping, Model LF-WSRCX | LF-WSRCX | 61359.032 | 225494.4426
LIFECO-UK |  |  | LIFECO-UK Pre-Piped Foam Bladder Tank With Foam Proportioner, Horitontal Mounting, UL Listed, 12 Bar Working Pressure, 2576 Gallon Tank Size, 8" Carbon Steel Body and Stainless Steel Water Side Piping, Model LF-WSRCX | LF-WSRCX | 62460.272 | 229541.4996
LIFECO-UK |  |  | LIFECO-UK Pre-Piped Foam Bladder Tank With Foam Proportioner, Horitontal Mounting, UL Listed, 12 Bar Working Pressure, 2642 Gallon Tank Size, 8" Carbon Steel Body and Stainless Steel Water Side Piping, Model LF-WSRCX | LF-WSRCX | 63015.4 | 231581.595
LIFECO-UK |  |  | LIFECO-UK Pre-Piped Foam Bladder Tank With Foam Proportioner, Horitontal Mounting, UL Listed, 12 Bar Working Pressure, 2774 Gallon Tank Size, 8" Carbon Steel Body and Stainless Steel Water Side Piping, Model LF-WSRCX | LF-WSRCX | 64129.52 | 235675.986
LIFECO-UK |  |  | LIFECO-UK Pre-Piped Foam Bladder Tank With Foam Proportioner, Horitontal Mounting, UL Listed, 12 Bar Working Pressure, 2906 Gallon Tank Size, 8" Carbon Steel Body and Stainless Steel Water Side Piping, Model LF-WSRCX | LF-WSRCX | 65749.824 | 241630.6032
LIFECO-UK |  |  | LIFECO-UK Pre-Piped Foam Bladder Tank With Foam Proportioner, Horitontal Mounting, UL Listed, 12 Bar Working Pressure, 3038 Gallon Tank Size, 8" Carbon Steel Body and Stainless Steel Water Side Piping, Model LF-WSRCX | LF-WSRCX | 67223.296 | 247045.6128
LIFECO-UK |  |  | LIFECO-UK Pre-Piped Foam Bladder Tank With Foam Proportioner, Horitontal Mounting, UL Listed, 12 Bar Working Pressure, 3170 Gallon Tank Size, 8" Carbon Steel Body and Stainless Steel Water Side Piping, Model LF-WSRCX | LF-WSRCX | 69097.336 | 253932.7098
LIFECO-UK |  |  | LIFECO-UK Pre-Piped Foam Bladder Tank With Foam Proportioner, Horitontal Mounting, UL Listed, 12 Bar Working Pressure, 3302 Gallon Tank Size, 8" Carbon Steel Body and Stainless Steel Water Side Piping, Model LF-WSRCX | LF-WSRCX | 70572.096 | 259352.4528
LIFECO-UK |  |  | LIFECO-UK Pre-Piped Foam Bladder Tank With Foam Proportioner, Horitontal Mounting, UL Listed, 12 Bar Working Pressure, 3434 Gallon Tank Size, 8" Carbon Steel Body and Stainless Steel Water Side Piping, Model LF-WSRCX | LF-WSRCX | 72046.856 | 264772.1958
LIFECO-UK |  |  | LIFECO-UK Pre-Piped Foam Bladder Tank With Foam Proportioner, Horitontal Mounting, UL Listed, 12 Bar Working Pressure, 3566 Gallon Tank Size, 8" Carbon Steel Body and Stainless Steel Water Side Piping, Model LF-WSRCX | LF-WSRCX | 74102.504 | 272326.7022
LIFECO-UK |  |  | LIFECO-UK Pre-Piped Foam Bladder Tank With Foam Proportioner, Horitontal Mounting, UL Listed, 12 Bar Working Pressure, 3698 Gallon Tank Size, 8" Carbon Steel Body and Stainless Steel Water Side Piping, Model LF-WSRCX | LF-WSRCX | 75684.168 | 278139.3174
LIFECO-UK |  |  | LIFECO-UK Pre-Piped Foam Bladder Tank With Foam Proportioner, Horitontal Mounting, UL Listed, 12 Bar Working Pressure, 3830 Gallon Tank Size, 8" Carbon Steel Body and Stainless Steel Water Side Piping, Model LF-WSRCX | LF-WSRCX | 77304.472 | 284093.9346
LIFECO-UK |  |  | LIFECO-UK Pre-Piped Foam Bladder Tank With Foam Proportioner, Horitontal Mounting, UL Listed, 12 Bar Working Pressure, 3963 Gallon Tank Size, 8" Carbon Steel Body and Stainless Steel Water Side Piping, Model LF-WSRCX | LF-WSRCX | 78996.904 | 290313.6222
LIFECO UL Listed Foam Chamber and Foam Deflector
LIFECO-UK |  |  | LIFECO-UK Foam Chamber with Foam Deflector, UL Listed, Carbon Steel Foam Chamber Material, Carbon Steel Deflector Material, Inlet Pressure from 2.8 to 7 Bar, Inlet x Outlet Size 50x80 mm, Model LF-FCH1-C | LF-FCH1-C | 483.39 | 1776.4582
LIFECO-UK |  |  | LIFECO-UK Foam Chamber with Foam Deflector, UL Listed, Carbon Steel Foam Chamber Material, Carbon Steel Deflector Material, Inlet Pressure from 2.8 to 7 Bar, Inlet x Outlet Size 65x100 mm, Model LF-FCH2-C | LF-FCH2-C | 538.72 | 1979.796
LIFECO-UK |  |  | LIFECO-UK Foam Chamber with Foam Deflector, UL Listed, Carbon Steel Foam Chamber Material, Carbon Steel Deflector Material, Inlet Pressure from 2.8 to 7 Bar, Inlet x Outlet Size 80x100 mm, Model LF-FCH3-C | LF-FCH3-C | 800.8 | 2942.94
LIFECO-UK |  |  | LIFECO-UK Foam Chamber with Foam Deflector, UL Listed, Carbon Steel Foam Chamber Material, Carbon Steel Deflector Material, Inlet Pressure from 2.8 to 7 Bar, Inlet x Outlet Size 100x200 mm, Model LF-FCH4-C | LF-FCH4-C | 1033.76 | 3799.068
LIFECO-UK |  |  | LIFECO-UK Foam Chamber with Foam Deflector, UL Listed, Stainless Steel 304 Foam Chamber Material, Stainless Steel 304 Deflector Material, Inlet Pressure from 2.8 to 7 Bar, Inlet x Outlet Size 50x80 mm, Model LF-FCH1-S | LF-FCH1-S | 1418.14 | 5211.6645
LIFECO-UK |  |  | LIFECO-UK Foam Chamber with Foam Deflector, UL Listed, Stainless Steel 304 Foam Chamber Material, Stainless Steel 304 Deflector Material, Inlet Pressure from 2.8 to 7 Bar, Inlet x Outlet Size 65x100 mm, Model LF-FCH2-S | LF-FCH2-S | 1747.2 | 6420.96
LIFECO-UK |  |  | LIFECO-UK Foam Chamber with Foam Deflector, UL Listed, Stainless Steel 304 Foam Chamber Material, Stainless Steel 304 Deflector Material, Inlet Pressure from 2.8 to 7 Bar, Inlet x Outlet Size 80x100 mm, Model LF-FCH3-S | LF-FCH3-S | 1790.88 | 6581.484
LIFECO-UK |  |  | LIFECO-UK Foam Chamber with Foam Deflector, UL Listed, Stainless Steel 304 Foam Chamber Material, Stainless Steel 304 Deflector Material, Inlet Pressure from 2.8 to 7 Bar, Inlet x Outlet Size 100x200 mm, Model LF-FCH4-S | LF-FCH4-S | 2620.8 | 9631.44
LIFECO UL Listed Foam Maker and Foam Pourer
LIFECO-UK |  |  | LIFECO-UK Foam Maker with Foam Pourer, UL Listed, Carbon Steel Foam Maker and Pourer Material, Inlet Pressure from 2.8 to 7 Bar, Inlet Size 50 mm, Model LF-FM1-C | LF-FM1-C | 512.51 | 1883.4742
LIFECO-UK |  |  | LIFECO-UK Foam Maker with Foam Pourer, UL Listed, Carbon Steel Foam Maker and Pourer Material, Inlet Pressure from 2.8 to 7 Bar, Inlet Size 65 mm, Model LF-FM2-C | LF-FM2-C | 596.96 | 2193.828
LIFECO-UK |  |  | LIFECO-UK Foam Maker with Foam Pourer, UL Listed, Stainless Steel 304 Foam Maker and Pourer Material, Inlet Pressure from 2.8 to 7 Bar, Inlet Size 50 mm, Model LF-FM1-S | LF-FM1-S | 1579.76 | 5805.618
LIFECO-UK |  |  | LIFECO-UK Foam Maker with Foam Pourer, UL Listed, Stainless Steel 304 Foam Maker and Pourer Material, Inlet Pressure from 2.8 to 7 Bar, Inlet Size 65 mm, Model LF-FM2-S | LF-FM2-S | 1799.62 | 6613.6035
LIFECO UL Listed Foam Rim Real Foam Maker
LIFECO-UK |  |  | LIFECO-UK Foam Pourer with Foam Maker, UL Listed, Carbon Steel Foam Maker Material, Carbon Steel Pourer Material, Inlet Pressure from 2.8 to 7 Bar, Inlet Size 65 mm, Model LF-RSP-C | LF-RSP-C | 800.8 | 2942.94
LIFECO-UK |  |  | LIFECO-UK Foam Pourer with Foam Maker, UL Listed, Stainless Steel 304 Foam Maker Material, Stainless Steel 304 Pourer Material, Inlet Pressure from 2.8 to 7 Bar, Inlet Size 65 mm, Model LF-RSP-S | LF-RSP-S | 2271.36 | 8347.248
LIFECO UL Listed Foam Water Sprinkler
LIFECO-UK |  |  | LIFECO-UK Foam-Water Pendent Sprinkler, Air Aspirating Type, 42 K-Factor, UL Listed, Bronze Sprinkler Material, Recommended Pressure from 2.1 to 4.2 Bar, Maximum Working Pressure 12 Bar, Inlet Size 0.5 inch, Model LF921 | LF921 | 69.89 | 256.8458
LIFECO-UK |  |  | LIFECO-UK Foam-Water Pendent Sprinkler, Air Aspirating Type, 42 K-Factor, UL Listed, Stainless Steel 304 Sprinkler Material, Recommended Pressure from 2.1 to 4.2 Bar, Maximum Working Pressure 12 Bar, Inlet Size 0.5 inch, Model LF920 | LF920 | 52.42 | 192.6435
LIFECO UL Listed Foam Concentrate
LIFECO-UK |  |  | LIFECO-UK Foam Concentrate 3% AFFF per 20 Liter in Jerry can, UL-Listed, |  | 45.54 | 167.3595
LIFECO-UK |  |  | LIFECO-UK Foam Concentrate 3% AFFF per 200 Liter in Barrel, UL-Listed, |  | 455.4 | 1673.595
LIFECO-UK |  |  | LIFECO-UK Foam Concentrate 6% AFFF per 20 Liter in Jerry can, UL-Listed, |  | 36.8 | 135.24
LIFECO-UK |  |  | LIFECO-UK Foam Concentrate 6% AFFF per 200 Liter in Barrel, UL-Listed, |  | 368 | 1352.4
LIFECO-UK |  |  | LIFECO-UK Foam Concentrate 3% AR-AFFF per 20 Liter in Jerry can, UL-Listed, |  | 50.6 | 185.955
LIFECO-UK |  |  | LIFECO-UK Foam Concentrate 3% AR-AFFF per 200 Liter in Barrel, UL-Listed, |  | 506 | 1859.55
LIFECO-UK |  |  | LIFECO-UK Foam Concentrate 3% or 6% AR-AFFF per 20 Liter in Jerry can, UL-Listed, |  |  | 0
LIFECO-UK |  |  | LIFECO-UK Foam Concentrate 3% or 6% AR-AFFF per 200 Liter in Barrel, UL-Listed, |  |  | 0
LIFECO-UK |  |  | LIFECO-UK Foam Concentrate 3% FP per 20 Liter in Jerry can, UL-Listed, |  |  | 0
LIFECO-UK |  |  | LIFECO-UK Foam Concentrate 3% FP per 200 Liter in Barrel, UL-Listed, |  |  | 0
LIFECO-UK |  |  | LIFECO-UK Foam Concentrate 6% FP per 20 Liter in Jerry can, UL-Listed, |  |  | 0
LIFECO-UK |  |  | LIFECO-UK Foam Concentrate 6% FP per 200 Liter in Barrel, UL-Listed, |  |  | 0
LIFECO-UK |  |  | LIFECO-UK Foam Concentrate 3% FFFP Per 200 Liter in Barrel, UL-Listed, |  |  | 0
LIFECO Vertical Bladder Tank Non UL
LIFECO-UK | SF-FMSBLT001 | 80001200016 | Bladder Tank, Vertical Type for Foam System, 25 Gallon capacity, Red Enamel Finish c/w Accessories, LIFECO-UK , Model 25V | 25V | 6426.2275 | 23616.3861
LIFECO-UK | SF-FMSBLT002 | 6001100001 | Bladder Tank, Vertical Type for Foam System, 50 Gallon capacity, Red Enamel Finish c/w Accessories, LIFECO-UK , Model 50V | 50V | 7762.9475 | 28528.8321
LIFECO-UK | SF-FMSBLT003 | 80001200006 | Bladder Tank, Vertical Type for Foam System, 100 Gallon capacity, Red Enamel Finish c/w Accessories, LIFECO-UK , Model 100V | 100V | 8733.1475 | 32094.3171
LIFECO-UK | SF-FMSBLT004 | 80001200011 | Bladder Tank, Vertical Type for Foam System, 150 Gallon capacity, Red Enamel Finish c/w Accessories, LIFECO-UK , Model 150V | 150V | 9813.8425 | 36065.8712
LIFECO-UK | SF-FMSBLT005 | 80001200039 | Bladder Tank, Vertical Type for Foam System, 200 Gallon capacity, Red Enamel Finish c/w Accessories, LIFECO-UK , Model 200V | 200V | 11027.94 | 40527.6795
LIFECO-UK | SF-FMSBLT006 | 80001200019 | Bladder Tank, Vertical Type for Foam System, 300 Gallon capacity, Red Enamel Finish c/w Accessories, LIFECO-UK , Model 300V | 300V | 13041.105 | 47926.0609
LIFECO-UK | SF-FMSBLT007 | 80001200021 | Bladder Tank, Vertical Type for Foam System, 400 Gallon capacity, Red Enamel Finish c/w Accessories, LIFECO-UK , Model 400V | 400V | 14430.3775 | 53031.6373
LIFECO-UK | SF-FMSBLT008 | 80001200042 | Bladder Tank, Vertical Type for Foam System, 500 Gallon capacity, Red Enamel Finish c/w Accessories, LIFECO-UK , Model 500V | 500V | 14609.595 | 53690.2616
LIFECO-UK | SF-FMSBLT009 | 80004200001 | Bladder Tank, Vertical Type for Foam System, 600 Gallon capacity, Red Enamel Finish c/w Accessories, LIFECO-UK , Model 600V | 600V | 18429.7575 | 67729.3588
LIFECO-UK | SF-FMSBLT010 | 80004200002 | Bladder Tank, Vertical Type for Foam System, 700 Gallon capacity, Red Enamel Finish c/w Accessories, LIFECO-UK , Model 700V | 700V | 20273.1375 | 74503.7803
LIFECO-UK | SF-FMSBLT011 | 80001200029 | Bladder Tank, Vertical Type for Foam System, 800 Gallon capacity, Red Enamel Finish c/w Accessories, LIFECO-UK , Model 800V | 800V | 22379.28 | 82243.854
LIFECO-UK | SF-FMSBLT012 | 80004200003 | Bladder Tank, Vertical Type for Foam System, 900 Gallon capacity, Red Enamel Finish c/w Accessories, LIFECO-UK , Model 900V | 900V | 24617.4775 | 90469.2298
LIFECO-UK | SF-FMSBLT013 | 80004200004 | Bladder Tank, Vertical Type for Foam System, 1000 Gallon capacity, Red Enamel Finish c/w Accessories, LIFECO-UK , Model 1000V | 1000V | 27079.36 | 99516.648
LIFECO-UK | SF-FMSBLT014 | 80001200034 | Bladder Tank, Vertical Type for Foam System, 1100 Gallon capacity, Red Enamel Finish c/w Accessories, LIFECO-UK , Model 1100V | 1100V | 29787.835 | 109470.2936
LIFECO-UK | SF-FMSBLT015 | 80004200005 | Bladder Tank, Vertical Type for Foam System, 1200 Gallon capacity, Red Enamel Finish c/w Accessories, LIFECO-UK , Model 1200V | 1200V | 32765.81 | 120414.3518
LIFECO-UK | SF-FMSBLT016 | 80004200006 | Bladder Tank, Vertical Type for Foam System, 1300 Gallon capacity, Red Enamel Finish c/w Accessories, LIFECO-UK , Model 1300V | 1300V | 36042.93 | 132457.7677
LIFECO-UK | SF-FMSBLT017 | 80004200007 | Bladder Tank, Vertical Type for Foam System, 1400 Gallon capacity, Red Enamel Finish c/w Accessories, LIFECO-UK , Model 1400V | 1400V | 39646.145 | 145699.5829
LIFECO-UK | SF-FMSBLT018 | 80001200013 | Bladder Tank, Vertical Type for Foam System, 1500 Gallon capacity, Red Enamel Finish c/w Accessories, LIFECO-UK , Model 1500V | 1500V | 43611.8375 | 160273.5028
Pressure Proportioner ( Ratio controller)
LIFECO-UK |  | 6004200003 | Pressure Proportioner (Ratio Controller) 3" Inlet/Outlet, 270-300 LPM Flow Rate, Made from Bronze, Red Epoxy Painted, ANSI B16.5 Class 150, LIFECO-UK , Model 80B | 80B | 1101.4258 | 4047.7397
LIFECO-UK |  | 6004200005 | Pressure Proportioner (Ratio Controller) 4" Dia Inlet/Outlet, 650-5700 LPM Flow Rate, Made of Bronze, Red Epoxy Painted, ANSI B16.5 Class 150, LIFECO-UK , Model 100B | 100B | 1380.0603 | 5071.7215
Inline-Proportioner (Inductor)
LIFECO-UK |  | 6003200002 | Inline-Proportioner (Inductor), 3" Dia Inlet/Outlet, 400-900 LPM Outlet Flow Rate, Made of Bronze, Red Painted, LIFECO-UK , Model 80B | 80B | 1402.6788 | 5154.8447
Foam Water Sprinkler Head
LIFECO-UK |  | 6009200002 | Air Foam Water Sprinkler, Upright Type, 86 LPM at 4Bar, Made of Cast Brass, LIFECO-UK , Model 500 | 500 | 161.7 | 594.2475
LIFECO-UK |  | 6009200003 | Air Foam Water Sprinkler, Upright Type, 35 LPM at 3Bar, Made of Brass & Stainless Steel, LIFECO-UK , Model 520 | 520 | 59.29 | 217.8907
LIFECO-UK |  | 126064200261 | Air Foam Water Sprinkler, Upright Type, 80 LPM at 3Bar, Made of Brass & Stainless Steel, LIFECO-UK , Model 550 | 550 | 161.7 | 594.2475
LIFECO-UK |  | 6009200005 | Air Foam Water Sprinkler, Pendent Type, 86 LPM at 4Bar, Made of Cast Brass, LIFECO-UK , Model 500 | 500 | 161.7 | 594.2475
Rim Seal Pourer
LIFECO-UK |  | 6010200010 | Rim Seal Pourer , Inlet 65NB & Outlet 100NB, 1050mm x 650 mm, LIFECO-UK, Model SF-RSP 65/100 | SF-RSP 65/100 | PRICE UPON REQUEST | #VALUE!
Foam Master
LIFECO-UK |  | 81005200004 | Foam Master, 150 Litres Capacity Steel Tank Mounted on Chassis, Empty without Foam Concentrate with Standard Accessories, LIFECO-UK , Model FM150 | FM150 | 3026.485 | 11122.3324
Manual Control Station
SFFECO |  | 1014200002 | MANUAL CONTROL STATION, CENTRAL, SFFECO , Model MC-1 | MC-1 | 546.0381 | 2006.69
Warning Sign
SFFECO |  | 27004200001 | WARNING SIGN "DO NOT ENTER" for SFFECO Foam System |  | 13.475 | 49.5206
SFFECO |  | 27004200003 | WARNING SIGN "MANUAL DISCHARGE STATION" for SFFECO Foam System |  | 13.475 | 49.5206
SFFECO |  | 27004200004 | WARNING SIGN "ROOM PROTECTED" for SFFECO Foam System |  | 13.475 | 49.5206
Foam Concentrate UL Listed
SFFECO |  | 19009010010 | Foam Concentrate 3% AFFF per 20 Liter in Jerry can, UL-Listed, SFFECO (SFD-AFFF 3%)-C6 |  | 121.275 | 445.6856
SFFECO |  | 122005200001 | Foam Concentrate 3% AFFF per 200 Liter in Barrel, UL-Listed, SFFECO (SFD-AFFF 3%)-C6 |  | 1164.24 | 4278.582
SFFECO |  | 19009200005 | Foam Concentrate 6% AFFF per 20 Liter in Jerry can, UL-Listed, SFFECO (SFD-AFFF 6%)-C6 |  | 87.5875 | 321.8841
SFFECO |  | 122013200001 | Foam Concentrate 6% AFFF per 200 Liter in Barrel, UL-Listed, SFFECO (SFD-AFFF 6%)-C6 |  | 827.365 | 3040.5664
SFFECO |  | 122007200001 | Foam Concentrate 3% AR-AFFF per 20 Liter in Jerry can, UL-Listed, SFFECO (SFD-AR-AFFF 3%x3%)-C6 |  | 194.04 | 713.097
SFFECO |  | 122007200002 | Foam Concentrate 3% AR-AFFF per 200 Liter in Barrel, UL-Listed, SFFECO (SFD-AR-AFFF 3%x3%)-C6 |  | 1891.89 | 6952.6957
SFFECO |  | 193027200073 | Foam Concentrate 3% or 6% AR-AFFF per 20 Liter in Jerry can, UL-Listed, SFFECO (SFD-AR-AFFF 3%x6%)-C6 |  | 160.3525 | 589.2954
SFFECO |  | 193027200074 | Foam Concentrate 3% or 6% AR-AFFF per 200 Liter in Barrel, UL-Listed, SFFECO (SFD-AR-AFFF 3%x6%)-C6 |  | 1552.32 | 5704.776
SFFECO |  | 122016200003 | Foam Concentrate 3% FP per 20 Liter in Jerry can, UL-Listed, SFFECO (SFD-FP 3%)-C6 |  | 111.8425 | 411.0212
SFFECO |  | 122016200002 | Foam Concentrate 3% FP per 200 Liter in Barrel, UL-Listed, SFFECO (SFD-FP 3%)-C6 |  | 1078 | 3961.65
SFFECO |  | 122001200003 | Foam Concentrate 6% FP per 20 Liter in Jerry can, UL-Listed, SFFECO (SFD-FP 6%)-C6 |  | 86.24 | 316.932
SFFECO |  | 122001200004 | Foam Concentrate 6% FP per 200 Liter in Barrel, UL-Listed, SFFECO (SFD-FP 6%)-C6 |  | 808.5 | 2971.2375
SFFECO |  | 126064200262 | Foam Concentrate 3% FFFP Per 200 Liter in Barrel, UL-Listed, SFFECO SFD FFFP 3% |  | 1510.5475 | 5551.2621
Foam Concentrate Non UL Listed
LIFECO-UK |  | 19009200016 | Foam Concentrate 3% AFFF per 20 Liter in Jerry can, Non UL, LIFECO-UK |  | 74.1125 | 272.3634
LIFECO-UK |  | 19009200017 | Foam Concentrate 3% AFFF per 200 Liter in Barrel, Non UL, LIFECO-UK |  | 700.7 | 2575.0725
LIFECO-UK |  | 19009200018 | Foam Concentrate 6% AFFF per 20 Liter in Jerry can, Non UL, LIFECO-UK |  | 67.375 | 247.6031
LIFECO-UK |  | 19009200019 | Foam Concentrate 6% AFFF per 200 Liter in Barrel, Non UL, LIFECO-UK |  | 630.63 | 2317.5652
LIFECO-UK |  | 126064200263 | Foam Concentrate 3% FP per 20 Liter in Jerry can, Non UL, LIFECO-UK |  | 101.0625 | 371.4047
LIFECO-UK |  | 122017200001 | Foam Concentrate 3% FP per 200 Liter in Barrel, Non UL, LIFECO-UK |  | 970.2 | 3565.485
LIFECO-UK |  | 126064200264 | Foam Concentrate 6% FP per 20 Liter in Jerry can, Non UL, LIFECO-UK |  | 88.935 | 326.8361
LIFECO-UK |  | 126064200265 | Foam Concentrate 6% FP per 200 Liter in Barrel, Non UL, LIFECO-UK |  | 840.84 | 3090.087
LIFECO-UK |  | 19009200024 | Foam Concentrate 3% AR-AFFF per 20 Liter in Jerry can, Non UL, LIFECO-UK |  | 145.53 | 534.8227
LIFECO-UK |  | 122016200001 | Foam Concentrate 3% AR-AFFF per 200 Liter in Barrel, Non UL, LIFECO-UK |  | 1298.99 | 4773.7882
LIFECO-UK |  | 126064200266 | Foam Concentrate 6% AR-AFFF per 20 Liter in Jerry can, Non UL, LIFECO-UK |  | 122.6225 | 450.6377
LIFECO-UK |  | 126064200267 | Foam Concentrate 6% AR-AFFF per 200 Liter in Barrel, Non UL, LIFECO-UK |  | 1185.8 | 4357.815
LIFECO-UK |  | 126064200268 | Foam Concentrate 1-3% High Expansion per 20 Liter in Jerry can, Non UL-Listed, LIFECO-UK |  | 102.41 | 376.3567
HYDRAULIC CONCENTRATE CONTROL VALVE
LIFECO-UK |  | 6007010002 | Hydraulic Concentrate Control Valve for Bladder Tank, 40 NB DIA LIFECO-UK, Model LF-CV/40 | LF-CV/40 | 2039.1199 | 7493.7657
LIFECO-UK |  | 6007010004 | Hydraulic Concentrate Control Valve for Bladder Tank, 50 NB DIA LIFECO-UK, Model LF-CV/50 | LF-CV/50 | 2048.7831 | 7529.2777
LIFECO-UK |  | 6007010005 | Hydraulic Concentrate Control Valve for Bladder Tank, 65 NB DIA LIFECO-UK, Model LF-CV/65 | LF-CV/65 | 2835.5157 | 10420.5204
UL Listed Horizontal Foam Bladder Tank 6" Ratio Flow Controller
SFFECO |  | 80001200086 | SFFECO-396 Gallon,UL Listed Pre-piped Foam Bladder Tank with 6" Ratio Flow Controller and Other Standard Accessories.Horizontal Mounting Type. |  | 26297.6804 | 96643.9756
SFFECO |  | 124030200002 | SFFECO-462 Gallon,UL Listed Pre-piped Foam Bladder Tank with 6" Ratio Flow Controller and Other Standard Accessories.Horizontal Mounting Type. |  | 29232.5354 | 107429.5677
SFFECO |  | 80001200094 | SFFECO-528 Gallon,UL Listed Pre-piped Foam Bladder Tank with 6" Ratio Flow Controller and Other Standard Accessories.Horizontal Mounting Type. |  | 31126.3949 | 114389.5011
SFFECO |  | 80001200098 | SFFECO-661 Gallon,UL Listed Pre-piped Foam Bladder Tank with 6" Ratio Flow Controller and Other Standard Accessories.Horizontal Mounting Type. |  | 42759.2069 | 157140.0853
SFFECO |  | 80001200102 | SFFECO-793 Gallon,UL Listed Pre-piped Foam Bladder Tank with 6" Ratio Flow Controller and Other Standard Accessories.Horizontal Mounting Type. |  | 43191.9099 | 158730.2687
SFFECO |  | 80001200106 | SFFECO-925 Gallon,UL Listed Pre-piped Foam Bladder Tank with 6" Ratio Flow Controller and Other Standard Accessories.Horizontal Mounting Type. |  | 46064.0543 | 169285.3995
SFFECO |  | 80001200110 | SFFECO-1057 Gallon,UL Listed Pre-piped Foam Bladder Tank with 6" Ratio Flow Controller and Other Standard Accessories.Horizontal Mounting Type. |  | 46217.6952 | 169850.0298
SFFECO |  | 80001200114 | SFFECO-1189 Gallon,UL Listed Pre-piped Foam Bladder Tank with 6" Ratio Flow Controller and Other Standard Accessories.Horizontal Mounting Type. |  | 46299.2189 | 170149.6296
SFFECO |  | 80001200118 | SFFECO-1321 Gallon,UL Listed Pre-piped Foam Bladder Tank with 6" Ratio Flow Controller and Other Standard Accessories.Horizontal Mounting Type. |  | 47359.0277 | 174044.4268
SFFECO |  | 80001200122 | SFFECO-1453 Gallon,UL Listed Pre-piped Foam Bladder Tank with 6" Ratio Flow Controller and Other Standard Accessories.Horizontal Mounting Type. |  | 48001.8111 | 176406.6558
SFFECO |  | 80001200126 | SFFECO-1585 Gallon,UL Listed Pre-piped Foam Bladder Tank with 6" Ratio Flow Controller and Other Standard Accessories.Horizontal Mounting Type. |  | 54548.7953 | 200466.8229
SFFECO |  | 80001200134 | SFFECO-1849 Gallon,UL Listed Pre-piped Foam Bladder Tank with 6" Ratio Flow Controller and Other Standard Accessories.Horizontal Mounting Type. |  | 57392.72 | 210918.246
SFFECO |  | 80001200142 | SFFECO-2114 Gallon,UL Listed Pre-piped Foam Bladder Tank with 6" Ratio Flow Controller and Other Standard Accessories.Horizontal Mounting Type. |  | 64290.8835 | 236268.9967
SFFECO |  | 80001200150 | SFFECO-2378 Gallon,UL Listed Pre-piped Foam Bladder Tank with 6" Ratio Flow Controller and Other Standard Accessories.Horizontal Mounting Type. |  | 71038.5415 | 261066.6402
SFFECO |  | 80001200158 | SFFECO-2642 Gallon,UL Listed Pre-piped Foam Bladder Tank with 6" Ratio Flow Controller and Other Standard Accessories.Horizontal Mounting Type. |  | 72001.1489 | 264604.2222
SFFECO |  | 80001200162 | SFFECO-2906 Gallon,UL Listed Pre-piped Foam Bladder Tank with 6" Ratio Flow Controller and Other Standard Accessories.Horizontal Mounting Type. |  | 96144.721 | 353331.8497
SFFECO |  | 80001200166 | SFFECO-3170 Gallon,UL Listed Pre-piped Foam Bladder Tank with 6" Ratio Flow Controller and Other Standard Accessories.Horizontal Mounting Type. |  | 97480.4563 | 358240.6769
SFFECO |  | 80001200170 | SFFECO-3435 Gallon,UL Listed Pre-piped Foam Bladder Tank with 6" Ratio Flow Controller and Other Standard Accessories.Horizontal Mounting Type. |  | 98518.3163 | 362054.8126
SFFECO |  | 80001200174 | SFFECO-3699 Gallon,UL Listed Pre-piped Foam Bladder Tank with 6" Ratio Flow Controller and Other Standard Accessories.Horizontal Mounting Type. |  | 99640.8357 | 366180.0711
SFFECO |  | 80001200178 | SFFECO-3963 Gallon,UL Listed Pre-piped Foam Bladder Tank with 6" Ratio Flow Controller and Other Standard Accessories.Horizontal Mounting Type. |  | 100964.0288 | 371042.806
SFFECO UL LISTED Foam Bladder Tank - Vertical Type with 2"- 4" Ratio Flow Controller
SFFECO |  | 210048200007 | SFFECO-50 Gallon, UL Listed Pre-piped Foam Bladder Tank with 2" Ratio Flow Controller and Other Standard Accessories. Vertical Mounting Type. |  | 11955.02 | 43934.6985
SFFECO |  | 210048200002 | SFFECO-50 Gallon, UL Listed Pre-piped Foam Bladder Tank with 3" Ratio Flow Controller and Other Standard Accessories. Vertical Mounting Type. |  | 12712.315 | 46717.7576
SFFECO |  | 210048200009 | SFFECO 50 Gallon, Pre-Piped Foam Bladder Tank With 4" Ratio Flow Controller (SFD-BTRC-4), 1.5" HCV and Other Standard Accessories, Vertical Mounting Type, SFD-BT-50- V UL Approved |  | 15283.345 | 56166.2929
SFFECO |  | 124041200003 | SFFECO-75 Gallon,UL Listed Pre-piped Foam Bladder Tank with 2" Ratio Flow Controller and Other Standard Accessories.Vertical Mounting Type. |  | 12122.11 | 44548.7542
SFFECO |  | 124041200002 | SFFECO-75 Gallon,UL Listed Pre-piped Foam Bladder Tank with 3" Ratio Flow Controller and Other Standard Accessories.Vertical Mounting Type. |  | 12863.235 | 47272.3886
SFFECO |  | 231007201685 | SFFECO-100 Gallon,UL Listed Pre-piped Foam Bladder Tank with 2" Ratio Flow Controller and Other Standard Accessories.Vertical Mounting Type. |  | 13317.3425 | 48941.2337
SFFECO |  | 210050200004 | SFFECO-100 Gallon,UL Listed Pre-piped Foam Bladder Tank with 3" Ratio Flow Controller and Other Standard Accessories.Vertical Mounting Type. |  | 13997.83 | 51442.0252
SFFECO |  | 210050200003 | SFFECO-100 Gallon,UL Listed Pre-piped Foam Bladder Tank with 4" Ratio Flow Controller and Other Standard Accessories.Vertical Mounting Type. |  | 14150.0975 | 52001.6083
SFFECO |  | 210051200004 | SFFECO 150 Gallon, Pre-piped Foam Bladder Tank With 2" Ratio Flow Controller (SFD-BTRC-2) And Other Standard Accessories, Vertical Mounting Type, SFD-BT- 150-V, UL Approved |  | 13840.1725 | 50862.6339
SFFECO |  |  | SFFECO-150 Gallon,UL Listed Pre-piped Foam Bladder Tank with 3" Ratio Flow Controller and Other Standard Accessories.Vertical Mounting Type. |  | 14578.6025 | 53576.3642
SFFECO |  | 124018200001 | SFFECO-150 Gallon,UL Listed Pre-piped Foam Bladder Tank with 4" Ratio Flow Controller and Other Standard Accessories.Vertical Mounting Type. |  | 14710.6575 | 54061.6663
SFFECO |  |  | SFFECO-200 Gallon,UL Listed Pre-piped Foam Bladder Tank with 2" Ratio Flow Controller and Other Standard Accessories.Vertical Mounting Type. |  | 14542.22 | 53442.6585
SFFECO |  | 210052200004 | SFFECO-200 Gallon,UL Listed Pre-piped Foam Bladder Tank with 3" Ratio Flow Controller and Other Standard Accessories.Vertical Mounting Type. |  | 15281.9975 | 56161.3408
SFFECO |  | 124028200001 | SFFECO 200 Gallon, Pre-Piped Foam Bladder Tank With 4" Ratio Flow Controller Red Painted With Standard Valves And Accessories, Vertical Mounting Type, SFD-BT-200-V, UL Approved |  | 15415.4 | 56651.595
SFFECO |  |  | SFFECO-250 Gallon,UL Listed Pre-piped Foam Bladder Tank with 2" Ratio Flow Controller and Other Standard Accessories.Vertical Mounting Type. |  | 16978.5 | 62395.9875
SFFECO |  |  | SFFECO-250 Gallon,UL Listed Pre-piped Foam Bladder Tank with 3" Ratio Flow Controller and Other Standard Accessories.Vertical Mounting Type. |  | 17787 | 65367.225
SFFECO |  |  | SFFECO-250 Gallon,UL Listed Pre-piped Foam Bladder Tank with 4" Ratio Flow Controller and Other Standard Accessories.Vertical Mounting Type. |  | 18460.75 | 67843.2562
SFFECO |  |  | SFFECO-300 Gallon,UL Listed Pre-piped Foam Bladder Tank with 2" Ratio Flow Controller and Other Standard Accessories.Vertical Mounting Type. |  | 18191.25 | 66852.8438
SFFECO |  | 210055200005 | SFFECO 300 Gallon, Pre-Piped Foam Bladder Tank With 3" Ratio Flow Controller Red Painted With Standard Valves And Accessories, Vertical Mounting Type, SFD-BT-300-V, UL Approved |  | 19269.25 | 70814.4937
SFFECO |  | 210040200001 | SFFECO 300 Gallon, Pre-Piped Foam Bladder Tank With 4" Ratio Flow Controller Red Painted With Standard Valves And Accessories, Vertical Mounting Type, SFD-BT-300-V, UL Approved |  | 19538.75 | 71804.9062
SFFECO |  |  | SFFECO-350 Gallon,UL Listed Pre-piped Foam Bladder Tank with 2" Ratio Flow Controller and Other Standard Accessories. Vertical Mounting Type. |  | 18595.5 | 68338.4625
SFFECO |  | 210054200003 | SFFECO-350 Gallon,UL Listed Pre-piped Foam Bladder Tank with 3" Ratio Flow Controller and Other Standard Accessories. Vertical Mounting Type. |  | 19538.75 | 71804.9062
SFFECO |  |  | SFFECO-350 Gallon,UL Listed Pre-piped Foam Bladder Tank with 4" Ratio Flow Controller and Other Standard Accessories. Vertical Mounting Type. |  | 19808.25 | 72795.3187
SFFECO |  |  | SFFECO-400 Gallon,UL Listed Pre-piped Foam Bladder Tank with 2" Ratio Flow Controller and Other Standard Accessories.Vertical Mounting Type. |  | 19673.5 | 72300.1125
SFFECO |  |  | SFFECO-400 Gallon,UL Listed Pre-piped Foam Bladder Tank with 3" Ratio Flow Controller and Other Standard Accessories. Vertical Mounting Type. |  | 20751.5 | 76261.7625
SFFECO |  | 121039200001 | SFFECO BALDDER TANK ASSEMBLY, 400 GALLON CAPACITY WITH 4" RATIO CONTROLLER (SFD-BTRC- 4) AND OTHER STANDARD ACCESSORIES, VERTICAL MOUNTING TYPE, SFD-BT-400-V, UL APPROVED |  | 21021 | 77252.175
SFFECO |  |  | SFFECO-500 Gallon,UL Listed Pre-piped Foam Bladder Tank with 2" Ratio Flow Controller and Other Standard Accessories.Vertical Mounting Type. |  | 22772.75 | 83689.8562
SFFECO |  | 210053200002 | SFFECO BALDDER TANK ASSEMBLY, 500 GALLON CAPACITY WITH 3" RATIO CONTROLLER (SFD-BTRC- 3) AND OTHER STANDARD ACCESSORIES, VERTICAL MOUNTING TYPE, SFD-BT-500-V, UL APPROVE |  | 23985.5 | 88146.7125
SFFECO |  |  | SFFECO-500 Gallon,UL Listed Pre-piped Foam Bladder Tank with 4" Ratio Flow Controller and Other Standard Accessories. Vertical Mounting Type. |  | 24187.625 | 88889.5219
SFFECO |  |  | SFFECO-600 Gallon,UL Listed Pre-piped Foam Bladder Tank with 2" Ratio Flow Controller and Other Standard Accessories.Vertical Mounting Type. |  | 24524.5 | 90127.5375
SFFECO |  |  | SFFECO-600 Gallon,UL Listed Pre-piped Foam Bladder Tank with 3" Ratio Flow Controller and Other Standard Accessories. Vertical Mounting Type. |  | 25467.75 | 93593.9812
SFFECO |  | 210055200009 | SFFECO 600 Gallon, Pre-Piped Foam Bladder Tank With 4" Ratio Flow Controller Red Painted With Standard Valves And Accessories, Vertical Mounting Type, SFD-BT-600-V, UL Approved |  | 25737.25 | 94584.3937
SFFECO |  |  | SFFECO-700 Gallon,UL Listed Pre-piped Foam Bladder Tank with 2" Ratio Flow Controller and Other Standard Accessories.Vertical Mounting Type. |  | 25333 | 93098.775
SFFECO |  |  | SFFECO-700 Gallon,UL Listed Pre-piped Foam Bladder Tank with 3" Ratio Flow Controller and Other Standard Accessories. Vertical Mounting Type. |  | 26411 | 97060.425
SFFECO |  |  | SFFECO-700 Gallon,UL Listed Pre-piped Foam Bladder Tank with 4" Ratio Flow Controller and Other Standard Accessories. Vertical Mounting Type. |  | 26680.5 | 98050.8375
SFFECO |  |  | SFFECO-800 Gallon,UL Listed Pre-piped Foam Bladder Tank with 2" Ratio Flow Controller and Other Standard Accessories.Vertical Mounting Type. |  | 26950 | 99041.25
SFFECO |  |  | SFFECO-800 Gallon,UL Listed Pre-piped Foam Bladder Tank with 3" Ratio Flow Controller and Other Standard Accessories. Vertical Mounting Type. |  | 27893.25 | 102507.6937
SFFECO |  |  | SFFECO-800 Gallon,UL Listed Pre-piped Foam Bladder Tank with 4" Ratio Flow Controller and Other Standard Accessories. Vertical Mounting Type. |  | 28162.75 | 103498.1062
SFFECO |  |  | SFFECO-900 Gallon,UL Listed Pre-piped Foam Bladder Tank with 2" Ratio Flow Controller and Other Standard Accessories.Vertical Mounting Type. |  | 31666.25 | 116373.4688
SFFECO |  |  | SFFECO-900 Gallon,UL Listed Pre-piped Foam Bladder Tank with 3" Ratio Flow Controller and Other Standard Accessories. Vertical Mounting Type. |  | 32744.25 | 120335.1187
SFFECO |  |  | SFFECO-900 Gallon,UL Listed Pre-piped Foam Bladder Tank with 4" Ratio Flow Controller and Other Standard Accessories. Vertical Mounting Type. |  | 32879 | 120830.325
SFFECO |  |  | SFFECO-1000 Gallon,UL Listed Pre-piped Foam Bladder Tank with 2" Ratio Flow Controller and Other Standard Accessories.Vertical Mounting Type. |  | 35035 | 128753.625
SFFECO |  |  | SFFECO-1000 Gallon,UL Listed Pre-piped Foam Bladder Tank with 3" Ratio Flow Controller and Other Standard Accessories. Vertical Mounting Type. |  | 36113 | 132715.275
SFFECO |  |  | SFFECO-1000 Gallon,UL Listed Pre-piped Foam Bladder Tank with 4" Ratio Flow Controller and Other Standard Accessories. Vertical Mounting Type. |  | 36382.5 | 133705.6875
SFFECO UL LISTED Foam Bladder Tank - Horizontal Type with 2"- 4" Ratio Flow Controller
SFFECO |  |  | SFFECO-50 Gallon, UL Listed Pre-piped Foam Bladder Tank with 2" Ratio Flow Controller and Other Standard Accessories. Horizontal Mounting Type. |  | 14014 | 51501.45
SFFECO |  |  | SFFECO-50 Gallon, UL Listed Pre-piped Foam Bladder Tank with 3" Ratio Flow Controller and Other Standard Accessories. Horizontal Mounting Type. |  | 14957.25 | 54967.8937
SFFECO |  |  | SFFECO-75 Gallon,UL Listed Pre-piped Foam Bladder Tank with 2" Ratio Flow Controller and Other Standard Accessories.Horizontal Mounting Type. |  | 14418.25 | 52987.0687
SFFECO |  |  | SFFECO-75 Gallon,UL Listed Pre-piped Foam Bladder Tank with 3" Ratio Flow Controller and Other Standard Accessories.Horizontal Mounting Type. |  | 15361.5 | 56453.5125
SFFECO |  |  | SFFECO-100 Gallon,UL Listed Pre-piped Foam Bladder Tank with 2" Ratio Flow Controller and Other Standard Accessories.Horizontal Mounting Type. |  | 15226.75 | 55958.3062
SFFECO |  |  | SFFECO-100 Gallon,UL Listed Pre-piped Foam Bladder Tank with 3" Ratio Flow Controller and Other Standard Accessories.Horizontal Mounting Type. |  | 16035.25 | 58929.5437
SFFECO |  |  | SFFECO-100 Gallon,UL Listed Pre-piped Foam Bladder Tank with 4" Ratio Flow Controller and Other Standard Accessories.Horizontal Mounting Type. |  | 16170 | 59424.75
SFFECO |  |  | SFFECO-150 Gallon,UL Listed Pre-piped Foam Bladder Tank with 2" Ratio Flow Controller and Other Standard Accessories.Horizontal Mounting Type. |  | 16372.125 | 60167.5594
SFFECO |  |  | SFFECO-150 Gallon,UL Listed Pre-piped Foam Bladder Tank with 3" Ratio Flow Controller and Other Standard Accessories.Horizontal Mounting Type. |  | 17248 | 63386.4
SFFECO |  |  | SFFECO-150 Gallon,UL Listed Pre-piped Foam Bladder Tank with 4" Ratio Flow Controller and Other Standard Accessories.Horizontal Mounting Type. |  | 17450.125 | 64129.2094
SFFECO |  |  | SFFECO-200 Gallon,UL Listed Pre-piped Foam Bladder Tank with 2" Ratio Flow Controller and Other Standard Accessories.Horizontal Mounting Type. |  | 17382.75 | 63881.6062
SFFECO |  | 210052200002 | SFFECO-200 Gallon,UL Listed Pre-piped Foam Bladder Tank with 3" Ratio Flow Controller and Other Standard Accessories.Horizontal Mounting Type. |  | 18191.25 | 66852.8438
SFFECO |  |  | SFFECO-200 Gallon,UL Listed Pre-piped Foam Bladder Tank with 4" Ratio Flow Controller and Other Standard Accessories.Horizontal Mounting Type. |  | 18460.75 | 67843.2562
SFFECO |  |  | SFFECO-250 Gallon,UL Listed Pre-piped Foam Bladder Tank with 2" Ratio Flow Controller and Other Standard Accessories.Horizontal Mounting Type. |  | 19943 | 73290.525
SFFECO |  |  | SFFECO-250 Gallon,UL Listed Pre-piped Foam Bladder Tank with 3" Ratio Flow Controller and Other Standard Accessories.Horizontal Mounting Type. |  | 21021 | 77252.175
SFFECO |  |  | SFFECO-250 Gallon,UL Listed Pre-piped Foam Bladder Tank with 4" Ratio Flow Controller and Other Standard Accessories.Horizontal Mounting Type. |  | 21155.75 | 77747.3812
SFFECO |  |  | SFFECO-300 Gallon,UL Listed Pre-piped Foam Bladder Tank with 2" Ratio Flow Controller and Other Standard Accessories.Horizontal Mounting Type. |  | 21021 | 77252.175
SFFECO |  | 210056200002 | SFFECO 300 Gallon, Pre-Piped Foam Bladder Tank With 3" Ratio Flow Controller Red Painted With Standard Valves And Accessories, Horizontal Mounting Type, SFD-BT-300- H, UL Approved |  | 22099 | 81213.825
SFFECO |  |  | SFFECO-300 Gallon,UL Listed Pre-piped Foam Bladder Tank with 4" Ratio Flow Controller and Other Standard Accessories. Horizontal Mounting Type. |  | 22301.125 | 81956.6344
SFFECO |  |  | SFFECO-400 Gallon,UL Listed Pre-piped Foam Bladder Tank with 2" Ratio Flow Controller and Other Standard Accessories.Horizontal Mounting Type. |  | 21964.25 | 80718.6187
SFFECO |  |  | SFFECO-400 Gallon,UL Listed Pre-piped Foam Bladder Tank with 3" Ratio Flow Controller and Other Standard Accessories. Horizontal Mounting Type. |  | 23042.25 | 84680.2688
SFFECO |  |  | SFFECO-400 Gallon,UL Listed Pre-piped Foam Bladder Tank with 4" Ratio Flow Controller and Other Standard Accessories. Horizontal Mounting Type. |  | 23244.375 | 85423.0781
SFFECO |  |  | SFFECO-500 Gallon,UL Listed Pre-piped Foam Bladder Tank with 2" Ratio Flow Controller and Other Standard Accessories.Horizontal Mounting Type. |  | 28567 | 104983.725
SFFECO |  |  | SFFECO-500 Gallon,UL Listed Pre-piped Foam Bladder Tank with 3" Ratio Flow Controller and Other Standard Accessories. Horizontal Mounting Type. |  | 29510.25 | 108450.1687
SFFECO |  |  | SFFECO-500 Gallon,UL Listed Pre-piped Foam Bladder Tank with 4" Ratio Flow Controller and Other Standard Accessories. Horizontal Mounting Type. |  | 29779.75 | 109440.5812
SFFECO |  |  | SFFECO-600 Gallon,UL Listed Pre-piped Foam Bladder Tank with 2" Ratio Flow Controller and Other Standard Accessories.Horizontal Mounting Type. |  | 30588.25 | 112411.8187
SFFECO |  |  | SFFECO-600 Gallon,UL Listed Pre-piped Foam Bladder Tank with 3" Ratio Flow Controller and Other Standard Accessories. Horizontal Mounting Type. |  | 31666.25 | 116373.4688
SFFECO |  |  | SFFECO-600 Gallon,UL Listed Pre-piped Foam Bladder Tank with 4" Ratio Flow Controller and Other Standard Accessories. Horizontal Mounting Type. |  | 31935.75 | 117363.8812
SFFECO |  |  | SFFECO-700 Gallon,UL Listed Pre-piped Foam Bladder Tank with 2" Ratio Flow Controller and Other Standard Accessories.Horizontal Mounting Type. |  | 32879 | 120830.325
SFFECO |  |  | SFFECO-700 Gallon,UL Listed Pre-piped Foam Bladder Tank with 3" Ratio Flow Controller and Other Standard Accessories. Horizontal Mounting Type. |  | 33957 | 124791.975
SFFECO |  |  | SFFECO-700 Gallon,UL Listed Pre-piped Foam Bladder Tank with 4" Ratio Flow Controller and Other Standard Accessories. Horizontal Mounting Type. |  | 34226.5 | 125782.3875
SFFECO |  |  | SFFECO-800 Gallon,UL Listed Pre-piped Foam Bladder Tank with 2" Ratio Flow Controller and Other Standard Accessories.Horizontal Mounting Type. |  | 34361.25 | 126277.5938
SFFECO |  |  | SFFECO-800 Gallon,UL Listed Pre-piped Foam Bladder Tank with 3" Ratio Flow Controller and Other Standard Accessories. Horizontal Mounting Type. |  | 35439.25 | 130239.2437
SFFECO |  |  | SFFECO-800 Gallon,UL Listed Pre-piped Foam Bladder Tank with 4" Ratio Flow Controller and Other Standard Accessories. Horizontal Mounting Type. |  | 35708.75 | 131229.6562
SFFECO |  |  | SFFECO-900 Gallon,UL Listed Pre-piped Foam Bladder Tank with 2" Ratio Flow Controller and Other Standard Accessories.Horizontal Mounting Type. |  | 37325.75 | 137172.1313
SFFECO |  |  | SFFECO-900 Gallon,UL Listed Pre-piped Foam Bladder Tank with 3" Ratio Flow Controller and Other Standard Accessories. Horizontal Mounting Type. |  | 38269 | 140638.575
SFFECO |  |  | SFFECO-900 Gallon,UL Listed Pre-piped Foam Bladder Tank with 4" Ratio Flow Controller and Other Standard Accessories. Horizontal Mounting Type. |  | 38538.5 | 141628.9875
SFFECO |  |  | SFFECO-1000 Gallon,UL Listed Pre-piped Foam Bladder Tank with 2" Ratio Flow Controller and Other Standard Accessories.Horizontal Mounting Type. |  | 39616.5 | 145590.6375
SFFECO |  |  | SFFECO-1000 Gallon,UL Listed Pre-piped Foam Bladder Tank with 3" Ratio Flow Controller and Other Standard Accessories. Horizontal Mounting Type. |  | 40694.5 | 149552.2875
SFFECO |  |  | SFFECO-1000 Gallon,UL Listed Pre-piped Foam Bladder Tank with 4" Ratio Flow Controller and Other Standard Accessories. Horizontal Mounting Type. |  | 40964 | 150542.7
SFFECO |  |  | SFFECO-1100 Gallon,UL Listed Pre-piped Foam Bladder Tank with 2" Ratio Flow Controller and Other Standard Accessories.Horizontal Mounting Type. |  | 40829.25 | 150047.4937
SFFECO |  |  | SFFECO-1100 Gallon,UL Listed Pre-piped Foam Bladder Tank with 3" Ratio Flow Controller and Other Standard Accessories. Horizontal Mounting Type. |  | 41907.25 | 154009.1437
SFFECO |  |  | SFFECO-1100 Gallon,UL Listed Pre-piped Foam Bladder Tank with 4" Ratio Flow Controller and Other Standard Accessories. Horizontal Mounting Type. |  | 42176.75 | 154999.5562
SFFECO |  |  | SFFECO-1200 Gallon,UL Listed Pre-piped Foam Bladder Tank with 2" Ratio Flow Controller and Other Standard Accessories.Horizontal Mounting Type. |  | 41233.5 | 151533.1125
SFFECO |  |  | SFFECO-1200 Gallon,UL Listed Pre-piped Foam Bladder Tank with 3" Ratio Flow Controller and Other Standard Accessories. Horizontal Mounting Type. |  | 40964 | 150542.7
SFFECO |  |  | SFFECO-1200 Gallon,UL Listed Pre-piped Foam Bladder Tank with 4" Ratio Flow Controller and Other Standard Accessories. Horizontal Mounting Type. |  | 42581 | 156485.175
SFFECO |  |  | SFFECO-1300 Gallon,UL Listed Pre-piped Foam Bladder Tank with 2" Ratio Flow Controller and Other Standard Accessories.Horizontal Mounting Type. |  | 44063.25 | 161932.4438
SFFECO |  |  | SFFECO-1300 Gallon,UL Listed Pre-piped Foam Bladder Tank with 3" Ratio Flow Controller and Other Standard Accessories. Horizontal Mounting Type. |  | 44737 | 164408.475
SFFECO |  |  | SFFECO-1300 Gallon,UL Listed Pre-piped Foam Bladder Tank with 4" Ratio Flow Controller and Other Standard Accessories. Horizontal Mounting Type. |  | 45006.5 | 165398.8875
SFFECO |  |  | SFFECO-1400 Gallon,UL Listed Pre-piped Foam Bladder Tank with 2" Ratio Flow Controller and Other Standard Accessories.Horizontal Mounting Type. |  | 44737 | 164408.475
SFFECO |  |  | SFFECO-1400 Gallon,UL Listed Pre-piped Foam Bladder Tank with 3" Ratio Flow Controller and Other Standard Accessories. Horizontal Mounting Type. |  | 45410.75 | 166884.5063
SFFECO |  |  | SFFECO-1400 Gallon,UL Listed Pre-piped Foam Bladder Tank with 4" Ratio Flow Controller and Other Standard Accessories. Horizontal Mounting Type. |  | 45680.25 | 167874.9187
SFFECO |  |  | SFFECO-1500 Gallon,UL Listed Pre-piped Foam Bladder Tank with 2" Ratio Flow Controller and Other Standard Accessories.Horizontal Mounting Type. |  | 47162.5 | 173322.1875
SFFECO |  |  | SFFECO-1500 Gallon,UL Listed Pre-piped Foam Bladder Tank with 3" Ratio Flow Controller and Other Standard Accessories. Horizontal Mounting Type. |  | 48510 | 178274.25
SFFECO |  |  | SFFECO-1500 Gallon,UL Listed Pre-piped Foam Bladder Tank with 4" Ratio Flow Controller and Other Standard Accessories. Horizontal Mounting Type. |  | 48779.5 | 179264.6625
SFFECO |  |  | SFFECO-1600 Gallon,UL Listed Pre-piped Foam Bladder Tank with 2" Ratio Flow Controller and Other Standard Accessories.Horizontal Mounting Type. |  | 50666 | 186197.55
SFFECO |  |  | SFFECO-1600 Gallon,UL Listed Pre-piped Foam Bladder Tank with 3" Ratio Flow Controller and Other Standard Accessories. Horizontal Mounting Type. |  | 51744 | 190159.2
SFFECO |  |  | SFFECO-1600 Gallon,UL Listed Pre-piped Foam Bladder Tank with 4" Ratio Flow Controller and Other Standard Accessories. Horizontal Mounting Type. |  | 52013.5 | 191149.6125
SFFECO |  |  | SFFECO-1700 Gallon,UL Listed Pre-piped Foam Bladder Tank with 2" Ratio Flow Controller and Other Standard Accessories.Horizontal Mounting Type. |  | 51878.75 | 190654.4062
SFFECO |  |  | SFFECO-1700 Gallon,UL Listed Pre-piped Foam Bladder Tank with 3" Ratio Flow Controller and Other Standard Accessories. Horizontal Mounting Type. |  | 52956.75 | 194616.0562
SFFECO |  |  | SFFECO-1700 Gallon,UL Listed Pre-piped Foam Bladder Tank with 4" Ratio Flow Controller and Other Standard Accessories. Horizontal Mounting Type. |  | 53226.25 | 195606.4688
SFFECO |  |  | SFFECO-1800 Gallon,UL Listed Pre-piped Foam Bladder Tank with 2" Ratio Flow Controller and Other Standard Accessories.Horizontal Mounting Type. |  | 53495.75 | 196596.8812
SFFECO |  |  | SFFECO-1800 Gallon,UL Listed Pre-piped Foam Bladder Tank with 3" Ratio Flow Controller and Other Standard Accessories. Horizontal Mounting Type. |  | 54573.75 | 200558.5312
SFFECO |  |  | SFFECO-1800 Gallon,UL Listed Pre-piped Foam Bladder Tank with 4" Ratio Flow Controller and Other Standard Accessories. Horizontal Mounting Type. |  | 54843.25 | 201548.9437
SFFECO |  |  | SFFECO-1900 Gallon,UL Listed Pre-piped Foam Bladder Tank with 2" Ratio Flow Controller and Other Standard Accessories.Horizontal Mounting Type. |  | 54978 | 202044.15
SFFECO |  |  | SFFECO-1900 Gallon,UL Listed Pre-piped Foam Bladder Tank with 3" Ratio Flow Controller and Other Standard Accessories. Horizontal Mounting Type. |  | 56056 | 206005.8
SFFECO |  |  | SFFECO-1900 Gallon,UL Listed Pre-piped Foam Bladder Tank with 4" Ratio Flow Controller and Other Standard Accessories. Horizontal Mounting Type. |  | 56325.5 | 206996.2125
SFFECO |  |  | SFFECO-2000 Gallon,UL Listed Pre-piped Foam Bladder Tank with 2" Ratio Flow Controller and Other Standard Accessories.Horizontal Mounting Type. |  | 57268.75 | 210462.6562
SFFECO |  |  | SFFECO-2000 Gallon,UL Listed Pre-piped Foam Bladder Tank with 3" Ratio Flow Controller and Other Standard Accessories. Horizontal Mounting Type. |  | 58346.75 | 214424.3062
SFFECO |  |  | SFFECO-2000 Gallon,UL Listed Pre-piped Foam Bladder Tank with 4" Ratio Flow Controller and Other Standard Accessories. Horizontal Mounting Type. |  | 58616.25 | 215414.7187
SFFECO |  |  | SFFECO-2100 Gallon,UL Listed Pre-piped Foam Bladder Tank with 2" Ratio Flow Controller and Other Standard Accessories.Horizontal Mounting Type. |  | 60233.25 | 221357.1937
SFFECO |  |  | SFFECO-2100 Gallon,UL Listed Pre-piped Foam Bladder Tank with 3" Ratio Flow Controller and Other Standard Accessories. Horizontal Mounting Type. |  | 61311.25 | 225318.8437
SFFECO |  |  | SFFECO-2100 Gallon,UL Listed Pre-piped Foam Bladder Tank with 4" Ratio Flow Controller and Other Standard Accessories. Horizontal Mounting Type. |  | 61580.75 | 226309.2562
SFFECO |  |  | SFFECO-2200 Gallon,UL Listed Pre-piped Foam Bladder Tank with 2" Ratio Flow Controller and Other Standard Accessories.Horizontal Mounting Type. |  | 63197.75 | 232251.7312
SFFECO |  |  | SFFECO-2200 Gallon,UL Listed Pre-piped Foam Bladder Tank with 3" Ratio Flow Controller and Other Standard Accessories. Horizontal Mounting Type. |  | 64410.5 | 236708.5875
SFFECO |  |  | SFFECO-2200 Gallon,UL Listed Pre-piped Foam Bladder Tank with 4" Ratio Flow Controller and Other Standard Accessories. Horizontal Mounting Type. |  | 64680 | 237699
SFFECO |  |  | SFFECO-2300 Gallon,UL Listed Pre-piped Foam Bladder Tank with 2" Ratio Flow Controller and Other Standard Accessories.Horizontal Mounting Type. |  | 64949.5 | 238689.4125
SFFECO |  |  | SFFECO-2300 Gallon,UL Listed Pre-piped Foam Bladder Tank with 3" Ratio Flow Controller and Other Standard Accessories. Horizontal Mounting Type. |  | 66027.5 | 242651.0625
SFFECO |  |  | SFFECO-2300 Gallon,UL Listed Pre-piped Foam Bladder Tank with 4" Ratio Flow Controller and Other Standard Accessories. Horizontal Mounting Type. |  | 66297 | 243641.475
SFFECO |  |  | SFFECO-2400 Gallon,UL Listed Pre-piped Foam Bladder Tank with 2" Ratio Flow Controller and Other Standard Accessories.Horizontal Mounting Type. |  | 66027.5 | 242651.0625
SFFECO |  |  | SFFECO-2400 Gallon,UL Listed Pre-piped Foam Bladder Tank with 3" Ratio Flow Controller and Other Standard Accessories. Horizontal Mounting Type. |  | 67105.5 | 246612.7125
SFFECO |  |  | SFFECO-2400 Gallon,UL Listed Pre-piped Foam Bladder Tank with 4" Ratio Flow Controller and Other Standard Accessories. Horizontal Mounting Type. |  | 67375 | 247603.125
SFFECO |  |  | SFFECO-2500 Gallon,UL Listed Pre-piped Foam Bladder Tank with 2" Ratio Flow Controller and Other Standard Accessories.Horizontal Mounting Type. |  | 67240.25 | 247107.9187
SFFECO |  |  | SFFECO-2500 Gallon,UL Listed Pre-piped Foam Bladder Tank with 3" Ratio Flow Controller and Other Standard Accessories. Horizontal Mounting Type. |  | 68453 | 251564.775
SFFECO |  |  | SFFECO-2500 Gallon,UL Listed Pre-piped Foam Bladder Tank with 4" Ratio Flow Controller and Other Standard Accessories. Horizontal Mounting Type. |  | 68722.5 | 252555.1875
SFFECO |  |  | SFFECO-2600 Gallon,UL Listed Pre-piped Foam Bladder Tank with 2" Ratio Flow Controller and Other Standard Accessories.Horizontal Mounting Type. |  | 68453 | 251564.775
SFFECO |  |  | SFFECO-2600 Gallon,UL Listed Pre-piped Foam Bladder Tank with 3" Ratio Flow Controller and Other Standard Accessories. Horizontal Mounting Type. |  | 69531 | 255526.425
SFFECO |  |  | SFFECO-2600 Gallon,UL Listed Pre-piped Foam Bladder Tank with 4" Ratio Flow Controller and Other Standard Accessories. Horizontal Mounting Type. |  | 69800.5 | 256516.8375
SFFECO |  |  | SFFECO-2700 Gallon,UL Listed Pre-piped Foam Bladder Tank with 2" Ratio Flow Controller and Other Standard Accessories.Horizontal Mounting Type. |  | 71282.75 | 261964.1062
SFFECO |  |  | SFFECO-2700 Gallon,UL Listed Pre-piped Foam Bladder Tank with 3" Ratio Flow Controller and Other Standard Accessories. Horizontal Mounting Type. |  | 72495.5 | 266420.9625
SFFECO |  |  | SFFECO-2700 Gallon,UL Listed Pre-piped Foam Bladder Tank with 4" Ratio Flow Controller and Other Standard Accessories. Horizontal Mounting Type. |  | 72765 | 267411.375
SFFECO |  |  | SFFECO-2800 Gallon,UL Listed Pre-piped Foam Bladder Tank with 2" Ratio Flow Controller and Other Standard Accessories.Horizontal Mounting Type. |  | 73843 | 271373.025
SFFECO |  |  | SFFECO-2800 Gallon,UL Listed Pre-piped Foam Bladder Tank with 3" Ratio Flow Controller and Other Standard Accessories. Horizontal Mounting Type. |  | 74921 | 275334.675
SFFECO |  |  | SFFECO-2800 Gallon,UL Listed Pre-piped Foam Bladder Tank with 4" Ratio Flow Controller and Other Standard Accessories. Horizontal Mounting Type. |  | 75190.5 | 276325.0875
SFFECO |  |  | SFFECO-2900 Gallon,UL Listed Pre-piped Foam Bladder Tank with 2" Ratio Flow Controller and Other Standard Accessories.Horizontal Mounting Type. |  | 78155 | 287219.625
SFFECO |  |  | SFFECO-2900 Gallon,UL Listed Pre-piped Foam Bladder Tank with 3" Ratio Flow Controller and Other Standard Accessories. Horizontal Mounting Type. |  | 79233 | 291181.275
SFFECO |  |  | SFFECO-2900 Gallon,UL Listed Pre-piped Foam Bladder Tank with 4" Ratio Flow Controller and Other Standard Accessories. Horizontal Mounting Type. |  | 79502.5 | 292171.6875
SFFECO |  |  | SFFECO-3000 Gallon,UL Listed Pre-piped Foam Bladder Tank with 2" Ratio Flow Controller and Other Standard Accessories.Horizontal Mounting Type. |  | 79367.75 | 291676.4813
SFFECO |  |  | SFFECO-3000 Gallon,UL Listed Pre-piped Foam Bladder Tank with 3" Ratio Flow Controller and Other Standard Accessories. Horizontal Mounting Type. |  | 80445.75 | 295638.1312
SFFECO |  |  | SFFECO-3000 Gallon,UL Listed Pre-piped Foam Bladder Tank with 4" Ratio Flow Controller and Other Standard Accessories. Horizontal Mounting Type. |  | 80176.25 | 294647.7188
SFFECO |  |  | SFFECO-3100 Gallon,UL Listed Pre-piped Foam Bladder Tank with 2" Ratio Flow Controller and Other Standard Accessories.Horizontal Mounting Type. |  | 81119.5 | 298114.1625
SFFECO |  |  | SFFECO-3100 Gallon,UL Listed Pre-piped Foam Bladder Tank with 3" Ratio Flow Controller and Other Standard Accessories. Horizontal Mounting Type. |  | 82062.75 | 301580.6063
SFFECO |  |  | SFFECO-3100 Gallon,UL Listed Pre-piped Foam Bladder Tank with 4" Ratio Flow Controller and Other Standard Accessories. Horizontal Mounting Type. |  | 82332.25 | 302571.0187
SFFECO |  |  | SFFECO-3200 Gallon,UL Listed Pre-piped Foam Bladder Tank with 2" Ratio Flow Controller and Other Standard Accessories.Horizontal Mounting Type. |  | 83679.75 | 307523.0812
SFFECO |  |  | SFFECO-3200 Gallon,UL Listed Pre-piped Foam Bladder Tank with 3" Ratio Flow Controller and Other Standard Accessories. Horizontal Mounting Type. |  | 84488.25 | 310494.3187
SFFECO |  |  | SFFECO-3200 Gallon,UL Listed Pre-piped Foam Bladder Tank with 4" Ratio Flow Controller and Other Standard Accessories. Horizontal Mounting Type. |  | 84757.75 | 311484.7313
SFFECO |  |  | SFFECO-3300 Gallon,UL Listed Pre-piped Foam Bladder Tank with 2" Ratio Flow Controller and Other Standard Accessories.Horizontal Mounting Type. |  | 84892.5 | 311979.9375
SFFECO |  |  | SFFECO-3300 Gallon,UL Listed Pre-piped Foam Bladder Tank with 3" Ratio Flow Controller and Other Standard Accessories. Horizontal Mounting Type. |  | 85566.25 | 314455.9688
SFFECO |  |  | SFFECO-3300 Gallon,UL Listed Pre-piped Foam Bladder Tank with 4" Ratio Flow Controller and Other Standard Accessories. Horizontal Mounting Type. |  | 85835.75 | 315446.3812
SFFECO |  |  | SFFECO-3400 Gallon,UL Listed Pre-piped Foam Bladder Tank with 2" Ratio Flow Controller and Other Standard Accessories.Horizontal Mounting Type. |  | 86374.75 | 317427.2062
SFFECO |  |  | SFFECO-3400 Gallon,UL Listed Pre-piped Foam Bladder Tank with 3" Ratio Flow Controller and Other Standard Accessories. Horizontal Mounting Type. |  | 87183.25 | 320398.4437
SFFECO |  |  | SFFECO-3400 Gallon,UL Listed Pre-piped Foam Bladder Tank with 4" Ratio Flow Controller and Other Standard Accessories. Horizontal Mounting Type. |  | 87452.75 | 321388.8563
SFFECO |  |  | SFFECO-3500 Gallon,UL Listed Pre-piped Foam Bladder Tank with 2" Ratio Flow Controller and Other Standard Accessories.Horizontal Mounting Type. |  | 87318 | 320893.65
SFFECO |  |  | SFFECO-3500 Gallon,UL Listed Pre-piped Foam Bladder Tank with 3" Ratio Flow Controller and Other Standard Accessories. Horizontal Mounting Type. |  | 88261.25 | 324360.0938
SFFECO |  |  | SFFECO-3500 Gallon,UL Listed Pre-piped Foam Bladder Tank with 4" Ratio Flow Controller and Other Standard Accessories. Horizontal Mounting Type. |  | 88530.75 | 325350.5062
SFFECO |  |  | SFFECO-3600 Gallon,UL Listed Pre-piped Foam Bladder Tank with 2" Ratio Flow Controller and Other Standard Accessories.Horizontal Mounting Type. |  | 88126.5 | 323864.8875
SFFECO |  |  | SFFECO-3600 Gallon,UL Listed Pre-piped Foam Bladder Tank with 3" Ratio Flow Controller and Other Standard Accessories. Horizontal Mounting Type. |  | 88935 | 326836.125
SFFECO |  |  | SFFECO-3600 Gallon,UL Listed Pre-piped Foam Bladder Tank with 4" Ratio Flow Controller and Other Standard Accessories. Horizontal Mounting Type. |  | 89204.5 | 327826.5375
SFFECO |  |  | SFFECO-3700 Gallon,UL Listed Pre-piped Foam Bladder Tank with 2" Ratio Flow Controller and Other Standard Accessories.Horizontal Mounting Type. |  | 88800.25 | 326340.9188
SFFECO |  |  | SFFECO-3700 Gallon,UL Listed Pre-piped Foam Bladder Tank with 3" Ratio Flow Controller and Other Standard Accessories. Horizontal Mounting Type. |  | 89204.5 | 327826.5375
SFFECO |  |  | SFFECO-3700 Gallon,UL Listed Pre-piped Foam Bladder Tank with 4" Ratio Flow Controller and Other Standard Accessories. Horizontal Mounting Type. |  | 89474 | 328816.95
SFFECO |  |  | SFFECO-3800 Gallon,UL Listed Pre-piped Foam Bladder Tank with 2" Ratio Flow Controller and Other Standard Accessories.Horizontal Mounting Type. |  | 89339.25 | 328321.7437
SFFECO |  |  | SFFECO-3800 Gallon,UL Listed Pre-piped Foam Bladder Tank with 3" Ratio Flow Controller and Other Standard Accessories. Horizontal Mounting Type. |  | 90013 | 330797.775
SFFECO |  |  | SFFECO-3800 Gallon,UL Listed Pre-piped Foam Bladder Tank with 4" Ratio Flow Controller and Other Standard Accessories. Horizontal Mounting Type. |  | 90282.5 | 331788.1875
SFFECO |  |  | SFFECO-3900 Gallon,UL Listed Pre-piped Foam Bladder Tank with 2" Ratio Flow Controller and Other Standard Accessories.Horizontal Mounting Type. |  | 89878.25 | 330302.5687
SFFECO |  |  | SFFECO-3900 Gallon,UL Listed Pre-piped Foam Bladder Tank with 3" Ratio Flow Controller and Other Standard Accessories. Horizontal Mounting Type. |  | 90552 | 332778.6
SFFECO |  |  | SFFECO-3900 Gallon,UL Listed Pre-piped Foam Bladder Tank with 4" Ratio Flow Controller and Other Standard Accessories. Horizontal Mounting Type. |  | 90821.5 | 333769.0125
SFFECO |  |  | SFFECO-4000 Gallon,UL Listed Pre-piped Foam Bladder Tank with 2" Ratio Flow Controller and Other Standard Accessories.Horizontal Mounting Type. |  | 90956.25 | 334264.2188
SFFECO |  |  | SFFECO-4000 Gallon,UL Listed Pre-piped Foam Bladder Tank with 3" Ratio Flow Controller and Other Standard Accessories. Horizontal Mounting Type. |  | 91495.25 | 336245.0438
SFFECO |  |  | SFFECO-4000 Gallon,UL Listed Pre-piped Foam Bladder Tank with 4" Ratio Flow Controller and Other Standard Accessories. Horizontal Mounting Type. |  | 91764.75 | 337235.4562
Foam Concentrate Control Valve-Hydraulic Operated for UL listed Bladder Tank
SFFECO |  | 120013200005 | Additional Price for 0.75" Foam Concentrate Control Valve Hydraulic Operated arrangement for UL listed Bladder Tank |  | 2039.9077 | 7496.6608
SFFECO |  | 120013200006 | Additional Price for 1" Foam Concentrate Control Valve Hydraulic Operated arrangement for UL listed Bladder Tank |  | 2142.525 | 7873.7794
SFFECO |  | 120013200007 | Additional Price for 1.5" Foam Concentrate Control Valve Hydraulic Operated arrangement for UL listed Bladder Tank |  | 2391.2942 | 8788.0063
SFFECO |  | 120013200008 | Additional Price for 2" Foam Concentrate Control Valve Hydraulic Operated arrangement for UL listed Bladder Tank |  | 3373.9327 | 12399.2026
SFFECO |  | 120013200009 | Additional Price for 2.5" Foam Concentrate Control Valve Hydraulic Operated arrangement for UL listed Bladder Tank |  | 5364.0865 | 19713.018
SFFECO UL LISTED HOSE STREAM NOZZLE
SFFECO |  | 6009200008 | UL listed Nozzle, Hose Stream Low Expansion Branch Pipe, SFFECO, 59 GPM SS304 - 2 1/2in. Male Inst. Inlet. SFFECO Model SF-FS-HN-59LX-D | SF-FS-HN-59LX-D | 470.3293 | 1728.4603
SFFECO |  | 6009200009 | UL listed Nozzle, Hose Stream Low Expansion Branch Pipe, SFFECO, 119 GPM SS304 - 2 1/2in. Male Inst. Inlet. SFFECO Model SF-FS-HN-119LX-D | SF-FS-HN-119LX-D | 705.494 | 2592.6904
SFFECO UL LISTED INLINE INDUCTOR / PROPORTIONER
SFFECO |  | 6003200006 | UL listed In Line Inductor / Proportioner for portable installation, 59 GPM, SFFECO SS304-Threaded 2 1/4in. Male BSP fitted with 2 1/2in. Male Inst. Inlet and Female Inst. Outlet. SFFECO Model SF-FS-PIP-59-D | SF-FS-PIP-59-D | 438.974 | 1613.2296
SFFECO |  | 6003200007 | UL listed In Line Inductor / Proportioner for portable installation, 119 GPM, SFFECO SS304-Threaded 2 1/2in. Male BSP fitted with 2 1/2in. Male Inst. Inlet and Female Inst. Outlet. SFFECO Model SF-FS-PIP-119-D | SF-FS-PIP-119-D | 580.0728 | 2131.7677
SFFECO |  | 6003200008 | UL listed In Line Inductor / Proportioner for Fixed installation, 159 GPM, SFFECO SS304-3in. Flanged Inlet & Outlet. SFFECO Model SF-FS-FIP-159-D | SF-FS-FIP-159-D | 677.2742 | 2488.9828
SFFECO UL LISTED FOAM CHAMBERS
SFFECO |  | 120002200002 | Foam Chamber 19-96 GPM with vapour seal for fixed roof tank, Inlet 50 NB & outlet 80 NB, with spool piece and Split Deflector FDA2, made of Carbon Steel, UL Listed, SFFECO Model SFD-FS-FC2 | SFD-FS-FC2 | 1018.71 | 3743.7592
SFFECO |  | 120002200003 | Foam Chamber 51-190 GPM with vapour seal for fixed roof tank, Inlet 65 NB & outlet 100 NB, with spool piece and Split Deflector FDA3, made of Carbon Steel, UL Listed, SFFECO Model SFD-FS-FC3 | SFD-FS-FC3 | 1263.955 | 4645.0346
SFFECO |  | 120002200020 | SFFECO Foam Chamber 43-78 GPM flow range. 0.63 inch Orifice dia, with vapour seal for fixed roof tank, Inlet 65 NB & outlet 100 NB,with deflector FD65 made of Carbon Steel, Red Painted , Model SFD-FS-FC65, UL Approve | SFD-FS-FC65, UL Approve | 867.79 | 3189.1282
SFFECO |  | 120002200021 | SFFECO Foam Chamber 75-132 GPM flow range. 0.81 inch Orifice dia, with vapour seal for fixed roof tank, Inlet 65 NB & outlet 100 NB,with deflector FD65 made of Carbon Steel, Red Painted , Model SFD-FS-FC65, UL Approve | SFD-FS-FC65, UL Approve | 867.79 | 3189.1282
SFFECO |  | 120002200022 | SFFECO Foam Chamber 93-215 GPM flow range. 1.05 inches Orifice dia, with vapour seal for fixed roof tank, Inlet 65 NB & outlet 100 NB,with deflector FD65 made of Carbon Steel, Red Painted , Model SFD-FS-FC65, UL Approve | SFD-FS-FC65, UL Approve | 867.79 | 3189.1282
SFFECO |  | 120002200023 | SFFECO Foam Chamber 87-155 GPM flow range. 0.87 inch Orifice dia, with vapour seal for fixed roof tank, Inlet 80 NB & outlet 150 NB, with deflector FD80 made of Carbon Steel, Red Painted , Model SFD-FS-FC80, UL Approved | SFD-FS-FC80, UL Approved | 1320.55 | 4853.0212
SFFECO |  | 120002200024 | SFFECO Foam Chamber 139-253 GPM flow range. 1.14 inches Orifice dia, with vapour seal for fixed roof tank, Inlet 80 NB & outlet 150 NB,with deflector FD80 made of Carbon Steel, Red Painted , Model SFD-FS-FC80, UL Approve | SFD-FS-FC80, UL Approve | 1320.55 | 4853.0212
SFFECO |  | 120002200025 | SFFECO Foam Chamber 231-413 GPM flow range. 1.44 inches Orifice dia, with vapour seal for fixed roof tank, Inlet 80 NB & outlet 150 NB,with deflector FD80 made of Carbon Steel, Red Painted , Model SFD-FS-FC80, UL Approve | SFD-FS-FC80, UL Approve | 1320.55 | 4853.0212
SFFECO |  | 120002200026 | SFFECO Foam Chamber 154-274 GPM flow range. 1.21 inches Orifice dia, with vapour seal for fixed roof tank, Inlet 100 NB & outlet 200 NB,with deflector FD100 made of Carbon Steel, Red Painted , Model SFD-FS-FC100, UL Approve | SFD-FS-FC100, UL Approve | 1670.9 | 6140.5575
SFFECO |  | 120002200027 | SFFECO Foam Chamber 264-487 GPM flow range. 1.57 inches Orifice dia, with vapour seal for fixed roof tank, Inlet 100 NB & outlet 200 NB,with deflector FD100 made of Carbon Steel, Red Painted , Model SFD-FS-FC100, UL Approve | SFD-FS-FC100, UL Approve | 1670.9 | 6140.5575
SFFECO |  | 120002200028 | SFFECO Foam Chamber 435-765 GPM flow range. 1.99 inches Orifice dia, with vapour seal for fixed roof tank, Inlet 100 NB & outlet 200 NB,with deflector FD100 made of Carbon Steel, Red Painted , Model SFD-FS-FC100, UL Approve | SFD-FS-FC100, UL Approve | 1670.9 | 6140.5575
SFFECO UL LISTED FOAM MAKER
SFFECO |  | 120012200001 | Foam Maker 18-96 GPM, Inlet 50 & outlet 80 NB, along with Foam Pourer Model FPA1, Inlet 80 NB, made of Carbon Steel, UL Listed, SFFECO Model SFD-FS-FM1 | FPA1, Inlet 80 NB, made of Carbon Steel, UL Listed, SFFECO Model SFD-FS-FM1 | 719.6039 | 2644.5442
SFFECO |  | 120012200002 | Foam Maker 51-190 GPM, Inlet 65 & outlet 100 NB, along with Foam Pourer Model FPA2, Inlet 100 NB, made of Carbon Steel, UL Listed, SFFECO Model SFD-FS-FM2 | FPA2, Inlet 100 NB, made of Carbon Steel, UL Listed, SFFECO Model SFD-FS-FM2 | 969.7336 | 3563.7708
SFFECO |  | 120012200003 | Foam Maker 100-390 GPM, Inlet 80 & outlet 150 NB, along with Foam Pourer Model FPA3, Inlet 150 NB, made of Carbon Steel, UL Listed, SFFECO Model SFD-FS-FM3 | FPA3, Inlet 150 NB, made of Carbon Steel, UL Listed, SFFECO Model SFD-FS-FM3 | 1419.967 | 5218.3787
SFFECO UL LISTED FOAM MONITOR
SFFECO |  | 120005200002 | SFFECO WATER CUM FOAM MONITOR SS-316 Monitor Barrel & 75mm (3”) barrel size with 100mm flanged inlet, suitable to discharge 500 US GPM @7kg/cm² with SS 316 Jet–Spray & Aqua fog Non-aspirating Nozzle & Gear operated SS-316 swivel Joints suitable for MANUAL OPERATION, Model SF-FS-FM-500FF-D UL Listed | SF-FS-FM-500FF-D UL Listed | 3556.0525 | 13068.4929
SFFECO |  | 193027200075 | SFFECO WATER CUM FOAM MONITOR SS-316 Monitor Barrel & 75mm (3”) barrel size with 100mm flanged inlet, suitable to discharge 675 US GPM @7kg/cm² with SS 316 Jet–Spray & Aqua fog Non-aspirating Nozzle & Gear operated SS-316 swivel Joints suitable for MANUAL OPERATION |  | 3736.6175 | 13732.0693
SFFECO |  | 120005200004 | SFFECO WATER CUM FOAM MONITOR SS-316 Monitor Barrel & 75mm (3”) barrel size with 100mm flanged inlet, suitable to discharge 750 US GPM @7kg/cm² with SS 316 Jet–Spray & Aqua fog Non-aspirating Nozzle & Gear operated SS-316 swivel Joints suitable for MANUAL OPERATION |  | 3933.3525 | 14455.0704
SFFECO |  | 193027200076 | SFFECO WATER CUM FOAM MONITOR SS-316 Monitor Barrel & 75mm (3”) barrel size with 100mm flanged inlet, suitable to discharge 500-750 US GPM @7kg/cm² with SS 316 Jet–Spray & Aqua fog Non-aspirating Nozzle & Gear operated SS-316 swivel Joints suitable for MANUAL OPERATION |  | 5408.865 | 19877.5789
SFFECO |  | 193027200077 | SFFECO WATER CUM FOAM MONITOR SS-316 Monitor Barrel & 100mm (4”) barrel size with 100mm flanged inlet, suitable to discharge 1000 US GPM @7kg/cm² with SS 316 Jet–Spray & Aqua fog Non-aspirating Nozzle & Gear operated SS-316 swivel Joints suitable for MANUAL OPERATION |  | 6228.145 | 22888.4329
SFFECO |  | 120005200007 | SFFECO WATER CUM FOAM MONITOR SS-316 Monitor Barrel & 100mm (4”) barrel size with 100mm flanged inlet, suitable to discharge 500-750-1000 US GPM @7kg/cm² with SS 316 Jet–Spray & Aqua fog Non-aspirating Nozzle & Gear operated SS-316 swivel Joints suitable for MANUAL OPERATION |  | 9014.775 | 33129.2981
SFFECO |  | 193027200078 | SFFECO WATER CUM FOAM MONITOR SS-316 Monitor Barrel & 150mm (6”) barrel size with 150mm flanged inlet, suitable to discharge 2000 US GPM @7kg/cm² with SS 316 Jet–Spray & Aqua fog Non-aspirating Nozzle & Gear operated SS-316 swivel Joints suitable for MANUAL OPERATION |  | 13112.5225 | 48188.5202
SFFECO |  | 193027200079 | SFFECO WATER CUM FOAM MONITOR SS-316 Monitor Barrel & 150mm (6”) barrel size with 150mm flanged inlet, suitable to discharge 1000-1500-2000 US GPM @7kg/cm² with SS 316 Jet–Spray & Aqua fog Non-aspirating Nozzle & Gear operated SS-316 swivel Joints suitable for MANUAL OPERATION |  | 17210.27 | 63247.7422
SFFECO |  | 193027200080 | SFFECO WATER CUM FOAM MONITOR SS-316 Monitor Barrel & 200mm (8”) barrel size with 200mm flanged inlet, suitable to discharge 2000 US GPM @7kg/cm² with SS 316 Jet–Spray & Aqua fog Non-aspirating Nozzle & Gear operated SS-316 swivel Joints suitable for MANUAL OPERATION |  | 39194.7325 | 144040.6419
SFFECO |  | 193027200081 | SFFECO WATER CUM FOAM MONITOR SS-316 Monitor Barrel & 200mm (8”) barrel size with 200mm flanged inlet, suitable to discharge 3000 US GPM @7kg/cm² with SS 316 Jet–Spray & Aqua fog Non-aspirating Nozzle & Gear operated SS-316 swivel Joints suitable for MANUAL OPERATION |  | 39194.7325 | 144040.6419
SFFECO |  | 193027200082 | SFFECO WATER CUM FOAM MONITOR SS-316 Monitor Barrel & 200mm (8”) barrel size with 200mm flanged inlet, suitable to discharge 4000 US GPM @7kg/cm² with SS 316 Jet–Spray & Aqua fog Non-aspirating Nozzle & Gear operated SS-316 swivel Joints suitable for MANUAL OPERATION |  | 39194.7325 | 144040.6419
Fire Doors
Item of | LIFECO-UK Item Code | Supplier Item Code | Description |  | LIFECO-UK GP (USD) | LIFECO-UK GP (AED)
Single Door - UL Listed
LIFECO-UK |  | 01010062009040043 | LIFECO-UK, UL Listed Single Fire Door Flush Type 2 Hours Fire Rated Size upto 1000mm Width & 2100mm Height, Depth 200mm including Frame and Door Hinges Standard Red Color Painted. (Honey Comb filling) without any Hardware * |  | 609.7437 | 2240.8083
LIFECO-UK |  | 01010062009040044 | LIFECO-UK, UL Listed Single Fire Door Flush Type 2 Hours Fire Rated Size upto 1160mm Width & 2260mm Height, Depth 200mm including Frame and Door Hinges Standard Red Color Painted. (Honey Comb filling) without any Hardware * |  | 625.1052 | 2297.2618
LIFECO-UK |  | 01010062009040045 | LIFECO-UK, UL Listed Single Fire Door Flush Type 2 Hours Fire Rated Size upto 1200mm Width & 2500mm Height, Depth 200mm including Frame and Door Hinges Standard Red Color Painted. (Honey Comb filling) without any Hardware * |  | 798.259 | 2933.6018
LIFECO-UK |  | 01010062009040046 | LIFECO-UK, UL Listed Single Fire Door Flush Type 2 Hours Fire Rated Size upto 1100mm Width & 3000mm Height, Depth 200mm including Frame and Door Hinges Standard Red Color Painted. (Honey Comb filling) without any Hardware * |  | 849.464 | 3121.7802
LIFECO-UK |  | 01010062009040047 | LIFECO-UK, UL Listed Single Fire Door Flush Type 2 Hours Fire Rated Size upto 1200mm Width & 3000 mm Height, Depth 200mm including Frame and Door Hinges Standard Red Color Painted. (Honey Comb filling) without any Hardware * |  | 940.9592 | 3458.0252
LIFECO-UK |  | 1010062009040048 | LIFECO-UK, UL Listed Single Fire Door Flush Type 2 Hours Fire Rated Size upto 1000mm Width & 2100mm Height, Depth 200mm including Frame and Door Hinges Standard Red Color Painted. (Fiber Glass insulation) without any Hardware * |  | 655.5587 | 2409.1784
LIFECO-UK |  | 1010062009040049 | LIFECO-UK, UL Listed Single Fire Door Flush Type 2 Hours Fire Rated Size upto 1160mm Width & 2260mm Height, Depth 200mm including Frame and Door Hinges Standard Red Color Painted. (Fiber Glass insulation) without any Hardware * |  | 683.8563 | 2513.1717
LIFECO-UK |  | 1010062009040050 | LIFECO-UK, UL Listed Single Fire Door Flush Type 2 Hours Fire Rated Size upto 1200mm Width & 2500mm Height, Depth 200mm including Frame and Door Hinges Standard Red Color Painted. (Fiber Glass insulation) without any Hardware * |  | 851.7547 | 3130.1987
LIFECO-UK |  | 1010062009040051 | LIFECO-UK, UL Listed Single Fire Door Flush Type 2 Hours Fire Rated Size upto 1100mm Width & 3000mm Height, Depth 200mm including Frame and Door Hinges Standard Red Color Painted. (Fiber Glass insulation) without any Hardware * |  | 921.151 | 3385.2299
LIFECO-UK |  | 1010062009040052 | LIFECO-UK, UL Listed Single Fire Door Flush Type 2 Hours Fire Rated Size upto 1200mm Width & 3000 mm Height, Depth 200mm including Frame and Door Hinges Standard Red Color Painted. (Fiber Glass insulation) without any Hardware * |  | 998.228 | 3668.4879
Double Door - UL Listed
LIFECO-UK |  | 1010062010040034 | LIFECO-UK, UL Listed Double Fire Door Flush Type 2 Hours Fire Rated Size upto 1500mm Width & 2100mm Height, Depth 200mm including Frame and Door Hinges Standard Red Color Painted. (Honey Comb filling) without any Hardware * |  | 982.1927 | 3609.5584
LIFECO-UK |  | 1010062010040035 | LIFECO-UK, UL Listed Double Fire Door Flush Type 2 Hours Fire Rated Size upto 2220mm Width & 2200mm Height, Depth 200mm including Frame and Door Hinges Standard Red Color Painted. (Honey Comb filling) without any Hardware * |  | 1035.6885 | 3806.1552
LIFECO-UK |  | 1010062010040036 | LIFECO-UK, UL Listed Double Fire Door Flush Type 2 Hours Fire Rated Size upto 1800mm Width & 2400mm Height, Depth 200mm including Frame and Door Hinges Standard Red Color Painted. (Honey Comb filling) without any Hardware * |  | 1353.1595 | 4972.8612
LIFECO-UK |  | 1010062010040037 | LIFECO-UK, UL Listed Double Fire Door Flush Type 2 Hours Fire Rated Size upto 2000mm Width & 2500mm Height, Depth 200mm including Frame and Door Hinges Standard Red Color Painted. (Honey Comb filling) without any Hardware * |  | 1408.1375 | 5174.9053
LIFECO-UK |  | 1010062010040038 | LIFECO-UK, UL Listed Double Fire Door Flush Type 2 Hours Fire Rated Size upto 2500mm Width & 2500mm Height, Depth 200mm including Frame and Door Hinges Standard Red Color Painted. (Honey Comb filling) without any Hardware * |  | 1531.7033 | 5629.0094
LIFECO-UK |  | 1010062010040039 | LIFECO-UK, UL Listed Double Fire Door Flush Type 2 Hours Fire Rated Size upto 2500mm Width & 3000mm Height, Depth 200mm including Frame and Door Hinges Standard Red Color Painted. (Honey Comb filling) without any Hardware * |  | 1745.4167 | 6414.4066
LIFECO-UK |  | 1010062010040040 | LIFECO-UK, UL Listed Double Fire Door Flush Type 2 Hours Fire Rated Size upto 3000mm Width & 3000mm Height, Depth 200mm including Frame and Door Hinges Standard Red Color Painted. (Honey Comb filling) without any Hardware * |  | 1976.6477 | 7264.1805
LIFECO-UK |  | 1010062010040041 | LIFECO-UK, UL Listed Double Fire Door Flush Type 2 Hours Fire Rated Size upto 1500mm Width & 2100mm Height, Depth 200mm including Frame and Door Hinges Standard Red Color Painted. (Fiber Glass insulation) without any Hardware * |  | 1124.893 | 4133.9818
LIFECO-UK |  | 1010062010040042 | LIFECO-UK, UL Listed Double Fire Door Flush Type 2 Hours Fire Rated Size upto 2220mm Width & 2200mm Height, Depth 200mm including Frame and Door Hinges Standard Red Color Painted. (Fiber Glass insulation) without any Hardware * |  | 1170.0342 | 4299.8759
LIFECO-UK |  | 1010062010040043 | LIFECO-UK, UL Listed Double Fire Door Flush Type 2 Hours Fire Rated Size upto 1800mm Width & 2400mm Height, Depth 200mm including Frame and Door Hinges Standard Red Color Painted. (Fiber Glass insulation) without any Hardware * |  | 1498.959 | 5508.6743
LIFECO-UK |  | 1010062010040044 | LIFECO-UK, UL Listed Double Fire Door Flush Type 2 Hours Fire Rated Size upto 2000mm Width & 2500mm Height, Depth 200mm including Frame and Door Hinges Standard Red Color Painted. (Fiber Glass insulation) without any Hardware * |  | 1525.6395 | 5606.7252
LIFECO-UK |  | 1010062010040045 | LIFECO-UK, UL Listed Double Fire Door Flush Type 2 Hours Fire Rated Size upto 2500mm Width & 2500mm Height, Depth 200mm including Frame and Door Hinges Standard Red Color Painted. (Fiber Glass insulation) without any Hardware * |  | 1713.3463 | 6296.5475
LIFECO-UK |  | 1010062010040046 | LIFECO-UK, UL Listed Double Fire Door Flush Type 2 Hours Fire Rated Size upto 2500mm Width & 3000mm Height, Depth 200mm including Frame and Door Hinges Standard Red Color Painted. (Fiber Glass insulation) without any Hardware * |  | 1919.379 | 7053.7178
LIFECO-UK |  | 1010062010040047 | LIFECO-UK, UL Listed Double Fire Door Flush Type 2 Hours Fire Rated Size upto 3000mm Width & 3000mm Height, Depth 200mm including Frame and Door Hinges Standard Red Color Painted. (Fiber Glass insulation) without any Hardware * |  | 2145.3547 | 7884.1787
Fire Doors Accessories / Hardware
x |  | 05010064002040003 | Door Accessories Door Closer, Surface Mounted Type, Without Hold-Open Feature, with Plastic Cover, Model KC1400-16BW, UL Approve | KC1400-16BW, UL Approve | 51.8787 | 190.6544
x |  | 05010076009010001 | Door Stopper, Half Round, EDP, Model DS01 | DS01 | 3.0319 | 11.1421
x |  | 04010064017040001 | KERALITE Fire Door Accessories, Vision Glass (254 x 254mm) Clear Glass, Model KCMZ.R39039, UL Approve | KCMZ.R39039, UL Approve | 128.282 | 471.4364
x |  | 05010064017040001 | Narrow Glass (150x400mm) Clear Glass, UL Listed, R14515, Keralite (for each Leaf) |  | 200.7775 | 737.8573
x |  | 04010064010040003 | LORIENT Self Adhesive Smoke Seal, GVYI.R27972, Model LAS1212 (BATWING), Suitable For UL And Non UL Doors, Single And Double Panel, 2.2M Length, UL Approved | LAS1212 (BATWING), Suitable For UL And Non UL Doors, Single And Double Panel, 2.2M Length, UL Approved | 8.7587 | 32.1884
x |  | 05010064009040001 | Magnetic Door Holder (Floor Mounted), UL Listed, SZNT.S5351, Vanguard, Model DH-504, Holding Force : about 100LBS, 12 / 24VDC (Selectable) | DH-504, Holding Force : about 100LBS, 12 / 24VDC (Selectable) | 87.7222 | 322.3793
x |  | 05010064024020001 | General Door Accessories Level Handle Outer Trim, Zinc Alloy Material Satin Chrome Finish suitable for UL and Non UL Doors Single and Double Panel, Model KD-F4000-B SC, Standard Approve | KD-F4000-B SC, Standard Approve | 32.34 | 118.8495
x |  | 05010064015040002 | Mortise Lock set with Lever Handle and Cylinder with Key inside & outside, with 3/4 in. latch bolts, UL Listed, GYJT.R20499, Thase, Model M3434 | M3434 | 280.819 | 1032.0098
x |  | 04010140001040001 | Fire Door Accessories, LENCO Brand, Louver, Size 24 inch x 24 inch , UL Listed |  | On Request | On Request
x |  | 04010140001040002 | Fire Door Accessories, LENCO Brand, Louver, Size 24 inch x 12 inch, UL Listed |  | On Request | On Request
x |  | 05010064005040001 | Manual Flush Bolt, UL Listed, R21816, Model FB100, Thase (1set=2nos) | FB100, Thase (1set=2nos) | 25.872 | 95.0796
x |  | 05010064001040003 | General Door Accessories Panic Exit Device Rim Type, (Without Cylinder), Suitable for UL Doors Single and Double Panel. Model KD-F3200, UL Approve, Horizontal Panic Bar | KD-F3200, UL Approve, Horizontal Panic Bar | 79.9068 | 293.6573
x |  | 05010064001040004 | General Door Accessories Panic Exit Device Rim Type, (Without Cylinder), Suitable for UL Doors Double Panel. Model KD-F3260, UL Approve, Vertical Panic Bar | KD-F3260, UL Approve, Vertical Panic Bar | 129.6295 | 476.3884
x |  | 04010076007020006 | General fire door accessories Vertical Panic Bar Rod- Silver Coated Length-2 Mtr with Standard Approve |  | 48.51 | 178.2742
x |  | 04010140001040007 | Fire Door Accessories, Likcoo Brand, Door Coordinator, Model DC001A, Size 141x175mm,Main Body in SS304, Satin Stainless Steel Finish, UL Listed | DC001A, Size 141x175mm,Main Body in SS304, Satin Stainless Steel Finish, UL Listed | 56.595 | 207.9866
LIFECO-UK Gate Valve, Check Valve, Butterfly Valve, Post Indicator & Strainer
ITEM OF | LIFECO-UK Item Code | Supplier Item Code | Description |  | LIFECO-UK GP (USD) | LIFECO-UK GP (AED)
Gate Valve OS&Y 300PSI
LIFECO-UK |  |  | Valve-Gate, Resilient Wedge OS&Y. 2" Size, Flanged X Flanged Type WP 300 PSI, FM Approved, LIFECO-UK, Model 3299-300 Series | 3299-300 Series | Upon Request
LIFECO-UK | FFVLV23GTV120111154 | FFVLV23GTV120111154 | Valve-Gate, Resilient Wedge OS&Y. 2 ½" Size, Flanged X Flanged Type WP 300 PSI, FM/UL Approved, LIFECO-UK, Model 3299-300 Series | 3299-300 Series | 189.3508 | 695.8641
LIFECO-UK | FFVLV23GTV120111021 | FFVLV23GTV120111021 | Valve-Gate, Resilient Wedge OS&Y. 3" Size, Flanged X Flanged Type WP 300 PSI, FM/UL Approved, LIFECO-UK, Model 3299-300 Series | 3299-300 Series | 221.7397 | 814.8935
LIFECO-UK | FFVLV23GTV120111164 | FFVLV23GTV120111164 | Valve-Gate, Resilient Wedge OS&Y. 4" Size, Flanged X Flanged Type WP 300 PSI, FM/UL Approved, LIFECO-UK, Model 3299-300 Series | 3299-300 Series | 266.586 | 979.7034
LIFECO-UK |  |  | Valve-Gate, Resilient Wedge OS&Y. 5" Size, Flanged X Flanged Type WP 300 PSI, FM/UL Approved, LIFECO-UK, Model 3299-300 Series | 3299-300 Series | ON REQUEST | ON REQUEST
LIFECO-UK | FFVLV23GTV120111180 | FFVLV23GTV120111180 | Valve-Gate, Resilient Wedge OS&Y. 6" Size, Flanged X Flanged Type WP 300 PSI, FM/UL Approved, LIFECO-UK, Model 3299-300 Series | 3299-300 Series | 421.9414 | 1550.6345
LIFECO-UK | FFVLV23GTV120111018 | FFVLV23GTV120111018 | Valve-Gate, Resilient Wedge OS&Y. 8" Size, Flanged X Flanged Type WP 300 PSI, FM/UL Approved, LIFECO-UK, Model 3299-300 Series | 3299-300 Series | 639.7618 | 2351.1246
LIFECO-UK | FFVLV23GTV120111193 | FFVLV23GTV120111193 | Valve-Gate, Resilient Wedge OS&Y. 10" Size, Flanged X Flanged Type WP 300 PSI, FM/UL Approved, LIFECO-UK, Model 3299-300 Series | 3299-300 Series | 1053.8865 | 3873.033
LIFECO-UK | FFVLV23GTV120111201 | FFVLV23GTV120111201 | Valve-Gate, Resilient Wedge OS&Y. 12" Size, Flanged X Flanged Type WP 300 PSI, FM/UL Approved, LIFECO-UK, Model 3299-300 Series | 3299-300 Series | 1666.7751 | 6125.3987
LIFECO-UK | FFVLV23GTV120111157 | FFVLV23GTV120111157 | Valve-Gate, Resilient Wedge OS&Y. 2" Size, Grooved X Grooved Type WP 300 PSI, FM Approved, LIFECO-UK, Model 3299-300 Series | 3299-300 Series | ON REQUEST | ON REQUEST
LIFECO-UK | FFVLV23GTV120111157 | FFVLV23GTV120111157 | Valve-Gate, Resilient Wedge OS&Y. 2 ½" Size, Grooved X Grooved Type WP 300 PSI, FM/UL Approved, LIFECO-UK, Model 3299-300 Series | 3299-300 Series | 189.3508 | 695.8641
LIFECO-UK | FFVLV23GTV120111163 | FFVLV23GTV120111163 | Valve-Gate, Resilient Wedge OS&Y. 3" Size, Grooved X Grooved Type WP 300 PSI, FM/UL Approved, LIFECO-UK, Model 3299-300 Series | 3299-300 Series | 220.9267 | 811.9057
LIFECO-UK | FFVLV23GTV120111168 | FFVLV23GTV120111168 | Valve-Gate, Resilient Wedge OS&Y. 4" Size, Grooved X Grooved Type WP 300 PSI, FM/UL Approved, LIFECO-UK, Model 3299-300 Series | 3299-300 Series | 263.4126 | 968.0414
LIFECO-UK |  |  | Valve-Gate, Resilient Wedge OS&Y. 5" Size, Grooved X Grooved Type WP 300 PSI, FM/UL Approved, LIFECO-UK, Model 3299-300 Series | 3299-300 Series | ON REQUEST | ON REQUEST
LIFECO-UK | FFVLV23GTV120111182 | FFVLV23GTV120111182 | Valve-Gate, Resilient Wedge OS&Y. 6" Size, Grooved X Grooved Type WP 300 PSI, FM/UL Approved, LIFECO-UK, Model 3299-300 Series | 3299-300 Series | 436.0051 | 1602.3186
LIFECO-UK | FFVLV23GTV120111188 | FFVLV23GTV120111188 | Valve-Gate, Resilient Wedge OS&Y. 8" Size, Grooved X Grooved Type WP 300 PSI, FM/UL Approved, LIFECO-UK, Model 3299-300 Series | 3299-300 Series | 707.5739 | 2600.3342
LIFECO-UK | FFVLV23GTV120111196 | FFVLV23GTV120111196 | Valve-Gate, Resilient Wedge OS&Y. 10" Size, Grooved X Grooved Type WP 300 PSI, FM/UL Approved, LIFECO-UK, Model 3299-300 Series | 3299-300 Series | 1076.3096 | 3955.4379
LIFECO-UK | FFVLV23GTV120111204 | FFVLV23GTV120111204 | Valve-Gate, Resilient Wedge OS&Y. 12" Size, Grooved X Grooved Type WP 300 PSI, FM/UL Approved, LIFECO-UK, Model 3299-300 Series | 3299-300 Series | 1707.9334 | 6276.6554
LIFECO-UK |  |  | Valve-Gate, Resilient Wedge OS&Y. 14" Size, Flanged X Flanged Type WP 250 PSI, UL Approved, LIFECO-UK, Model 3199-250 Series | 3199-250 Series | 4033.519 | 14823.1822
LIFECO-UK |  |  | Valve-Gate, Resilient Wedge OS&Y. 16" Size, Flanged X Flanged Type WP 250 PSI, UL Approved, LIFECO-UK, Model 3199-250 Series | 3199-250 Series | 5923.3242 | 21768.2163
LIFECO-UK |  |  | Valve-Gate, Resilient Wedge OS&Y. 18" Size, Flanged X Flanged Type WP 250 PSI, UL Approved, LIFECO-UK, Model 3199-250 Series | 3199-250 Series | 9207.9734 | 33839.3022
LIFECO-UK |  |  | Valve-Gate, Resilient Wedge OS&Y. 20" Size, Flanged X Flanged Type WP 200 PSI, UL Approved, LIFECO-UK, Model 3199-200 Series | 3199-200 Series | 11891.6315 | 43701.7456
LIFECO-UK |  |  | Valve-Gate, Resilient Wedge OS&Y. 24" Size, Flanged X Flanged Type WP 200 PSI, UL Approved, LIFECO-UK, Model 3199-200 Series | 3199-200 Series | 15828.7195 | 58170.5443
Gate Valve NRS 300PSI
LIFECO-UK |  |  | Valve-Gate. Resilient Wedge Non Rising Stem. 2" Size. Flange X Flange Type. W.P 300 PSI., FM Approved, LIFECO-UK, Model 3288-300 Series | 3288-300 Series | ON REQUEST | ON REQUEST
LIFECO-UK | FFVLV23GTV120111042 | FFVLV23GTV120111042 | Valve-Gate. Resilient Wedge Non Rising Stem. 2 ½" Size. Flange X Flange Type. W.P 300 PSI., FM/UL Approved, LIFECO-UK, Model 3288-300 Series | 3288-300 Series | 181.8764 | 668.3958
LIFECO-UK | FFVLV23GTV120111051 | FFVLV23GTV120111051 | Valve-Gate. Resilient Wedge Non Rising Stem. 3" Size. Flange X Flange Type. W.P 300 PSI., FM/UL Approved, LIFECO-UK, Model 3288-300 Series | 3288-300 Series | 209.2824 | 769.1129
LIFECO-UK | FFVLV23GTV120000014 | FFVLV23GTV120000014 | Valve-Gate. Resilient Wedge Non Rising Stem. 4" Size. Flange X Flange Type. W.P 300 PSI., FM/UL Approved, LIFECO-UK, Model 3288-300 Series | 3288-300 Series | 270.5776 | 994.3728
LIFECO-UK |  |  | Valve-Gate. Resilient Wedge Non Rising Stem. 5" Size. Flange X Flange Type. W.P 300 PSI., FM/UL Approved, LIFECO-UK, Model 3288-300 Series | 3288-300 Series | ON REQUEST | ON REQUEST
LIFECO-UK | FFVLV23GTV120000015 | FFVLV23GTV120000015 | Valve-Gate. Resilient Wedge Non Rising Stem. 6" Size. Flange X Flange Type. W.P 300 PSI., FM/UL Approved, LIFECO-UK, Model 3288-300 Series | 3288-300 Series | 460.7857 | 1693.3874
LIFECO-UK | FFVLV23GTV120111098 | FFVLV23GTV120111098 | Valve-Gate. Resilient Wedge Non Rising Stem. 8" Size. Flange X Flange Type. W.P 300 PSI., FM/UL Approved, LIFECO-UK, Model 3288-300 Series | 3288-300 Series | 670.2021 | 2462.9926
LIFECO-UK | FFVLV23GTV120111123 | FFVLV23GTV120111123 | Valve-Gate. Resilient Wedge Non Rising Stem. 10" Size. Flange X Flange Type. W.P 300 PSI., FM/UL Approved, LIFECO-UK, Model 3288-300 Series | 3288-300 Series | 952.9825 | 3502.2106
LIFECO-UK | FFVLV23GTV120111141 | FFVLV23GTV120111141 | Valve-Gate. Resilient Wedge Non Rising Stem. 12" Size. Flange X Flange Type. W.P 300 PSI., FM/UL Approved, LIFECO-UK, Model 3288-300 Series | 3288-300 Series | 1589.5499 | 5841.5958
LIFECO-UK |  |  | Valve-Gate. Resilient Wedge Non Rising Stem. 2" Size. Grooved X Grooved Type. W.P 300 PSI., FM/UL Approved, LIFECO-UK, Model 3288-300 Series | 3288-300 Series | ON REQUEST | ON REQUEST
LIFECO-UK | FFVLV23GTV120111048 | FFVLV23GTV120111048 | Valve-Gate. Resilient Wedge Non Rising Stem. 2 ½" Size. Grooved X Grooved Type. W.P 300 PSI., FM/UL Approved, LIFECO-UK, Model 3288-300 Series | 3288-300 Series | 178.4408 | 655.77
LIFECO-UK | FFVLV23GTV120111057 | FFVLV23GTV120111057 | Valve-Gate. Resilient Wedge Non Rising Stem. 3" Size. Grooved X Grooved Type. W.P 300 PSI., FM/UL Approved, LIFECO-UK, Model 3288-300 Series | 3288-300 Series | 212.4295 | 780.6785
LIFECO-UK | FFVLV23GTV120111070 | FFVLV23GTV120111070 | Valve-Gate. Resilient Wedge Non Rising Stem. 4" Size. Grooved X Grooved Type. W.P 300 PSI., FM/UL Approved, LIFECO-UK, Model 3288-300 Series | 3288-300 Series | 253.4992 | 931.6097
LIFECO-UK |  |  | Valve-Gate. Resilient Wedge Non Rising Stem. 5" Size. Grooved X Grooved Type. W.P 300 PSI., FM/UL Approved, LIFECO-UK, Model 3288-300 Series | 3288-300 Series | ON REQUEST | ON REQUEST
LIFECO-UK | FFVLV23GTV120111086 | FFVLV23GTV120111086 | Valve-Gate. Resilient Wedge Non Rising Stem. 6" Size. Grooved X Grooved Type. W.P 300 PSI., FM/UL Approved, LIFECO-UK, Model 3288-300 Series | 3288-300 Series | 419.1943 | 1540.539
LIFECO-UK | FFVLV23GTV120111104 | FFVLV23GTV120111104 | Valve-Gate. Resilient Wedge Non Rising Stem. 8" Size. Grooved X Grooved Type. W.P 300 PSI., FM/UL Approved, LIFECO-UK, Model 3288-300 Series | 3288-300 Series | 696.7689 | 2560.6256
LIFECO-UK |  |  | Valve-Gate. Resilient Wedge Non Rising Stem. 10" Size. Grooved X Grooved Type. W.P 300 PSI., FM/UL Approved, LIFECO-UK, Model 3288-300 Series | 3288-300 Series | 1033.8237 | 3799.3022
LIFECO-UK |  |  | Valve-Gate. Resilient Wedge Non Rising Stem. 12" Size. Grooved X Grooved Type. W.P 300 PSI., FM/UL Approved, LIFECO-UK, Model 3288-300 Series | 3288-300 Series | 1639.956 | 6026.8383
LIFECO-UK |  |  | Valve-Gate. Resilient Wedge Non Rising Stem. 20" Size. Flange Type. W.P 200 PSI., UL Approved, LIFECO-UK, Model 3188-200 Series | 3188-200 Series | 9225.3349 | 33903.1056
LIFECO-UK |  |  | Valve-Gate. Resilient Wedge Non Rising Stem. 24" Size. Flange Type. W.P 200 PSI., UL Approved, LIFECO-UK, Model 3188-200 Series | 3188-200 Series | 12310.7311 | 45241.9369
LIFECO-UK |  |  | Valve-Gate. Resilient Wedge Non Rising Stem. 14" Size. Flange Type. W.P 250 PSI., UL Approved, LIFECO-UK, Model 3188-250 Series | 3188-250 Series | 3131.6772 | 11508.9138
LIFECO-UK |  |  | Valve-Gate. Resilient Wedge Non Rising Stem. 16" Size. Flange Type. W.P 250 PSI., UL Approved, LIFECO-UK, Model 3188-250 Series | 3188-250 Series | 4597.2404 | 16894.8586
LIFECO-UK |  |  | Valve-Gate. Resilient Wedge Non Rising Stem. 18" Size. Flange Type. W.P 250 PSI., UL Approved, LIFECO-UK, Model 3188-250 Series | 3188-250 Series | 7034.7035 | 25852.5354
Swinging Type Check Valve 350 PSI & 300PSI
LIFECO-UK | FFVLV23CHV080000111 | FFVLV23CHV080000111 | Valve-Check Type 2" DI Body. Bronze Seat. EPDM Disc. Flanged Type, WP 350 PSI, UL/FM Approved, LIFECO-UK, Model 5201-350-FLF | 5201-350-FLF | 109.181 | 401.24
LIFECO-UK | FFVLV23CHV080001103 | FFVLV23CHV080001103 | Valve-Check Type 2 ½" DI Body. Bronze Seat. EPDM Disc. Flanged Type, WP 350 PSI, UL/FM Approved, LIFECO-UK, Model 5201-350-FLF | 5201-350-FLF | 117.5893 | 432.1409
LIFECO-UK | FFVLV23CHV080000112 | FFVLV23CHV080000112 | Valve-Check Type 3" DI Body. Bronze Seat. EPDM Disc. Flanged Type, WP 350 PSI, UL/FM Approved, LIFECO-UK, Model 5201-350-FLF | 5201-350-FLF | 187.5329 | 689.1834
LIFECO-UK | FFVLV23CHV080000103 | FFVLV23CHV080000103 | Valve-Check Type 4" DI Body. Bronze Seat. EPDM Disc. Flanged Type, WP 350 PSI, UL/FM Approved, LIFECO-UK, Model 5201-350-FLF | 5201-350-FLF | 218.2683 | 802.136
LIFECO-UK | FFVLV23CHV080000115 | FFVLV23CHV080000115 | Valve-Check Type 6" DI Body. Bronze Seat. EPDM Disc. Flanged Type, WP 350 PSI, UL/FM Approved, LIFECO-UK, Model 5201-350-FLF | 5201-350-FLF | 410.4168 | 1508.2819
LIFECO-UK | FFVLV23CHV080000116 | FFVLV23CHV080000116 | Valve-Check Type 8" DI Body. Bronze Seat. EPDM Disc. Flanged Type, WP 350 PSI, UL/FM Approved, LIFECO-UK, Model 5201-350-FLF | 5201-350-FLF | 675.8933 | 2483.908
LIFECO-UK | FFVLV23CHV080000118 | FFVLV23CHV080000118 | Valve-Check Type 10" DI Body. Bronze Seat. EPDM Disc. Flanged Type, WP 350 PSI, UL/FM Approved, LIFECO-UK, Model 5201-350-FLF | 5201-350-FLF | 1252.7185 | 4603.7406
LIFECO-UK |  |  | Valve-Check Type 12" DI Body. Bronze Seat. EPDM Disc. Flanged Type, WP 350 PSI, UL/FM Approved, LIFECO-UK, Model 5201-350-FLF | 5201-350-FLF | 2330.0415 | 8562.9025
LIFECO-UK | FFVLV23CHV080111013 | FFVLV23CHV080111013 | Valve-Check Type 2 ½" DI Body. EPDM Disc. Grooved Type, WP 300 PSI, UL/FM Approved, LIFECO-UK, Model 5905-300-GLF | 5905-300-GLF | 79.0386 | 290.4667
LIFECO-UK | FFVLV23CHV080111032 | FFVLV23CHV080111032 | Valve-Check Type 3" DI Body. EPDM Disc. Grooved Type, WP 300 PSI, UL/FM Approved, LIFECO-UK, Model 5905-300-GLF | 5905-300-GLF | 106.3981 | 391.0129
LIFECO-UK | FFVLV23CHV080111033 | FFVLV23CHV080111033 | Valve-Check Type 4" DI Body. EPDM Disc. Grooved Type, WP 300 PSI, UL/FM Approved, LIFECO-UK, Model 5905-300-GLF | 5905-300-GLF | 132.3758 | 486.481
LIFECO-UK | FFVLV23CHV080111014 | FFVLV23CHV080111014 | Valve-Check Type 6" DI Body. EPDM Disc. Grooved Type, WP 300 PSI, UL/FM Approved, LIFECO-UK, Model 5905-300-GLF | 5905-300-GLF | 270.8314 | 995.3055
LIFECO-UK | FFVLV23CHV080111038 | FFVLV23CHV080111038 | Valve-Check Type 8" DI Body. EPDM Disc. Grooved Type, WP 300 PSI, UL/FM Approved, LIFECO-UK, Model 5905-300-GLF | 5905-300-GLF | 455.9917 | 1675.7695
LIFECO-UK | FFVLV23CHV080111040 | FFVLV23CHV080111040 | Valve-Check Type 10" DI Body. EPDM Disc. Grooved Type, WP 300 PSI, UL/FM Approved, LIFECO-UK, Model 5905-300-GLF | 5905-300-GLF | 725.0268 | 2664.4736
LIFECO-UK | FFVLV23CHV080111042 | FFVLV23CHV080111042 | Valve-Check Type 12" DI Body. EPDM Disc. Grooved Type, WP 300 PSI, UL/FM Approved, LIFECO-UK, Model 5905-300-GLF | 5905-300-GLF | 1127.8195 | 4144.7367
Wafer Type Check Valve 175 PSI UL listed
LIFECO-UK |  |  | 4" Check Valve Wafer, UL Listed, 175PSI, Model 5211-175-FLF | 5211-175-FLF | 204.5878 | 751.86
LIFECO-UK |  |  | 6" Check Valve Wafer, UL Listed, 175PSI, Model 5211-175-FLF | 5211-175-FLF | 327.4449 | 1203.36
LIFECO-UK |  |  | 8" Check Valve Wafer, UL Listed, 175PSI, Model 5211-175-FLF | 5211-175-FLF | 483.3769 | 1776.41
LIFECO-UK |  |  | 10" Check Valve Wafer, UL Listed, 175PSI, Model 5211-175-FLF | 5211-175-FLF | 623.7143 | 2292.15
LIFECO-UK |  |  | 12" Check Valve Wafer, UL Listed, 175PSI, Model 5211-175-FLF | 5211-175-FLF | 904.3973 | 3323.66
Butterfly Valve 300PSI
LIFECO-UK |  |  | Valve-Butterfly Grooved Type 2" DI Body, DI Disc, EPDM Rubber with Tamper Switch, WP 300 PSI, UL/FM Approved, LIFECO-UK, Model LF-BFVG | LF-BFVG | 122.3364 | 449.5862
LIFECO-UK | FFVLV23BTF070111080 | FFVLV23BTF070111080 | Valve-Butterfly Grooved Type 2 ½" DI Body, DI Disc, EPDM Rubber with Tamper Switch, WP 300 PSI, UL/FM Approved, LIFECO-UK, Model LF-BFVG | LF-BFVG | 132.0254 | 485.1933
LIFECO-UK |  |  | Valve-Butterfly Grooved Type 3" DI Body, DI Disc, EPDM Rubber with Tamper Switch, WP 300 PSI, UL/FM Approved, LIFECO-UK, Model LF-BFVG | LF-BFVG | 140.4905 | 516.3027
LIFECO-UK | FFVLV23BTF070111082 | FFVLV23BTF070111082 | Valve-Butterfly Grooved Type 4" DI Body, DI Disc, EPDM Rubber with Tamper Switch, WP 300 PSI, UL/FM Approved, LIFECO-UK, Model LF-BFVG | LF-BFVG | 147.7573 | 543.008
LIFECO-UK |  |  | Valve-Butterfly Grooved Type 6" DI Body, DI Disc, EPDM Rubber with Tamper Switch, WP 300 PSI, UL/FM Approved, LIFECO-UK, Model LF-BFVG | LF-BFVG | 218.0025 | 801.1593
LIFECO-UK |  |  | Valve-Butterfly Grooved Type 8" DI Body, DI Disc, EPDM Rubber with Tamper Switch, WP 300 PSI, UL/FM Approved, LIFECO-UK, Model LF-BFVG | LF-BFVG | 290.67 | 1068.2124
LIFECO-UK |  |  | Valve-Butterfly Grooved Type 10" DI Body, DI Disc, EPDM Rubber with Tamper Switch, WP 300 PSI, UL/FM Approved, LIFECO-UK, Model LF-BFVG | LF-BFVG | 702.4526 | 2581.5133
LIFECO-UK |  |  | Valve-Butterfly Grooved Type 12" DI Body, DI Disc, EPDM Rubber with Tamper Switch, WP 300 PSI, UL/FM Approved, LIFECO-UK, Model LF-BFVG | LF-BFVG | 908.3439 | 3338.1637
LIFECO-UK | FFVLV23BTF070000011 | FFVLV23BTF070000011 | Valve-Butterfly Wafer Type 2" DI Body, DI Disc, EPDM Seat with Tamper Switch, WP 300 PSI, UL/FM Approved, LIFECO-UK, Model LF-BFVW | LF-BFVW | 116.268 | 427.285
LIFECO-UK | FFVLV23BTF070000001 | FFVLV23BTF070000001 | Valve-Butterfly Wafer Type 2 ½" DI Body, DI Disc, EPDM Seat with Tamper Switch, WP 300 PSI, UL/FM Approved, LIFECO-UK, Model LF-BFVW | LF-BFVW | 125.957 | 462.892
LIFECO-UK | FFVLV23BTF070000020 | FFVLV23BTF070000020 | Valve-Butterfly Wafer Type 3" DI Body, DI Disc, EPDM Seat with Tamper Switch, WP 300 PSI, UL/FM Approved, LIFECO-UK, Model LF-BFVW | LF-BFVW | 133.2238 | 489.5973
LIFECO-UK | FFVLV23BTF070000024 | FFVLV23BTF070000024 | Valve-Butterfly Wafer Type 4" DI Body, DI Disc, EPDM Seat with Tamper Switch, WP 300 PSI, UL/FM Approved, LIFECO-UK, Model LF-BFVW | LF-BFVW | 140.4905 | 516.3027
LIFECO-UK | FFVLV23BTF070149010 | FFVLV23BTF070149010 | Valve-Butterfly Wafer Type 6" DI Body, DI Disc, EPDM Seat with Tamper Switch, WP 300 PSI, UL/FM Approved, LIFECO-UK, Model LF-BFVW | LF-BFVW | 209.5374 | 770.05
LIFECO-UK |  |  | Valve-Butterfly Wafer Type 8" DI Body, DI Disc, EPDM Seat with Tamper Switch, WP 300 PSI, UL/FM Approved, LIFECO-UK, Model LF-BFVW | LF-BFVW | 276.1365 | 1014.8018
LIFECO-UK |  |  | Valve-Butterfly Wafer Type 10" DI Body, DI Disc, EPDM Seat with Tamper Switch, WP 300 PSI, UL/FM Approved, LIFECO-UK, Model LF-BFVW | LF-BFVW | 477.1651 | 1753.5818
LIFECO-UK |  |  | Valve-Butterfly Wafer Type 12" DI Body, DI Disc, EPDM Seat with Tamper Switch, WP 300 PSI, UL/FM Approved, LIFECO-UK, Model LF-BFVW | LF-BFVW | 799.3426 | 2937.5841
Y - Strainer
LIFECO-UK | FFVLV23YST1901UL003 | FFVLV23YST1901UL003 | 2.5" Y-Strainer Flanged CI Body 175PSI UL listed LIFECO-UK Model 6201-175-FLF | 6201-175-FLF | 131.55 | 483.4463
LIFECO-UK | FFVLV23YST1901UL004 | FFVLV23YST1901UL004 | 3" Y-Strainer Flanged CI Body 175PSI UL listed LIFECO-UK Model 6201-175-FLF | 6201-175-FLF | 166.87 | 613.2473
LIFECO-UK | FFVLV23YST1901UL005 | FFVLV23YST1901UL005 | 4" Y-Strainer Flanged CI Body 175PSI UL listed LIFECO-UK Model 6201-175-FLF | 6201-175-FLF | 282.37 | 1037.7097
LIFECO-UK | FFVLV23YST1901UL006 | FFVLV23YST1901UL006 | 5 Y-Strainer Flanged CI Body 175PSI UL listed LIFECO-UK Model 6201-175-FLF | 6201-175-FLF | 433.21 | 1592.0467
LIFECO-UK | FFVLV23YST1901UL007 | FFVLV23YST1901UL007 | 6" Y-Strainer Flanged CI Body 175PSI UL listed LIFECO-UK Model 6201-175-FLF | 6201-175-FLF | 468.5 | 1721.7375
LIFECO-UK | FFVLV23YST1901UL008 | FFVLV23YST1901UL008 | 8" Y-Strainer Flanged CI Body 175PSI UL listed LIFECO-UK Model 6201-175-FLF | 6201-175-FLF | 776.55 | 2853.8212
LIFECO-UK | FFVLV23YST1901UL009 | FFVLV23YST1901UL009 | 10" Y-Strainer Flanged CI Body 175PSI UL listed LIFECO-UK Model 6201-175-FLF | 6201-175-FLF | 1740.8 | 6397.44
LIFECO-UK | FFVLV23YST1901UL010 | FFVLV23YST1901UL010 | 12" Y-Strainer Flanged CI Body 175PSI UL listed LIFECO-UK Model 6201-175-FLF | 6201-175-FLF | 2502.88 | 9198.084
LIFECO-UK |  |  | 2.5" Y-Strainer Grooved CI Body 175PSI UL listed LIFECO-UK Model 6201-175-GLF | 6201-175-GLF | 145.1595 | 533.4611
LIFECO-UK |  |  | 3" Y-Strainer Grooved CI Body 175PSI UL listed LIFECO-UK Model 6201-175-GLF | 6201-175-GLF | 174.1756 | 640.0953
LIFECO-UK |  |  | 4" Y-Strainer Grooved CI Body 175PSI UL listed LIFECO-UK Model 6201-175-GLF | 6201-175-GLF | 297.7573 | 1094.2582
LIFECO-UK |  |  | 5 Y-Strainer Grooved CI Body 175PSI UL listed LIFECO-UK Model 6201-175-GLF | 6201-175-GLF | 413.8744 | 1520.9884
LIFECO-UK |  |  | 6" Y-Strainer Grooved CI Body 175PSI UL listed LIFECO-UK Model 6201-175-GLF | 6201-175-GLF | 656.0614 | 2411.0257
LIFECO-UK |  |  | 8" Y-Strainer Grooved CI Body 175PSI UL listed LIFECO-UK Model 6201-175-GLF | 6201-175-GLF | 943.5894 | 3467.691
LIFECO-UK |  |  | 10" Y-Strainer Grooved CI Body 175PSI UL listed LIFECO-UK Model 6201-175-GLF | 6201-175-GLF | 1654.6682 | 6080.9055
LIFECO-UK |  |  | 12" Y-Strainer Grooved CI Body 175PSI UL listed LIFECO-UK Model 6201-175-GLF | 6201-175-GLF | 2380.3998 | 8747.9693
Basket Strainer
LIFECO-UK |  |  | 3" Basket Type Flange CI Body 200PSI UL listed LIFECO-UK Model 6301-200-FLF | 6301-200-FLF | 243.2929 | 894.1014
LIFECO-UK |  |  | 4" Basket Type Flange CI Body 200PSI UL listed LIFECO-UK Model 6301-200-FLF | 6301-200-FLF | 428.5273 | 1574.8377
LIFECO-UK |  |  | 5" Basket Type Flange CI Body 200PSI UL listed LIFECO-UK Model 6301-200-FLF | 6301-200-FLF | 547.409 | 2011.7281
LIFECO-UK |  |  | 6" Basket Type Flange CI Body 200PSI UL listed LIFECO-UK Model 6301-200-FLF | 6301-200-FLF | 727.114 | 2672.1439
LIFECO-UK | FFVLV23YST1121UL001 | FFVLV23YST1121UL001 | 8" Basket Type Flange CI Body 200PSI UL listed LIFECO-UK Model 6301-200-FLF | 6301-200-FLF | 1349.1697 | 4958.1986
LIFECO-UK |  |  | 10" Basket Type Flange CI Body 200PSI UL listed LIFECO-UK Model 6301-200-FLF | 6301-200-FLF | 1893.814 | 6959.7665
LIFECO-UK |  |  | 12" Basket Type Flange CI Body 200PSI UL listed LIFECO-UK Model 6301-200-FLF | 6301-200-FLF | 2854.5445 | 10490.451
Post Indicator & T-Key for NRS
LIFECO-UK |  |  | Indicator Post, Vertical Type, FM/UL, for NRS Valve 4" to 14", LIFECO-UK, Model LF-PST-V | LF-PST-V | 539.61 | 1983.0669
LIFECO-UK |  |  | Indicator Post, Wall Type, FM/UL, for NRS Valve, LIFECO-UK, Model LF-PST-W | LF-PST-W | 492.4394 | 1809.7149
LIFECO-UK |  | SF-VLVMISC05 | T Key (Spindle) for NRS Gate Valve |  | 83.1154 | 305.4492
LIFECO-UK |  |  | Handwheel to suit 65 mm NRS Gate Valve |  | 18.8745 | 69.3638
LIFECO-UK |  |  | Handwheel to suit 80 mm NRS Gate Valve |  | 18.8745 | 69.3638
LIFECO-UK |  |  | Handwheel to suit 100 mm NRS Gate Valve |  | 18.8745 | 69.3638
LIFECO-UK |  |  | Handwheel to suit 150 mm NRS Gate Valve |  | 26.4309 | 97.1334
LIFECO-UK |  |  | Handwheel to suit 200 mm NRS Gate Valve |  | 33.2217 | 122.0899
LIFECO-UK |  |  | Handwheel to suit 250 mm NRS Gate Valve |  | 37.749 | 138.7276
LIFECO-UK |  |  | Handwheel to suit 300 mm NRS Gate Valve |  | 45.2726 | 166.3766
LIFECO-UK |  |  | Handwheel to suit 350 mm NRS Gate Valve |  | 49.0671 | 180.3217
LIFECO-UK |  |  | Handwheel to suit 400 mm NRS Gate Valve |  | 49.0671 | 180.3217
LIFECO-UK |  |  | Handwheel to suit 450 mm NRS Gate Valve |  | 66.4107 | 244.0593
LIFECO-UK |  |  | Handwheel to suit 500 mm NRS Gate Valve |  | 66.4107 | 244.0593
LIFECO-UK |  |  | Handwheel to suit 600 mm NRS Gate Valve |  | 79.2488 | 291.2395
Supervisory Switch for OS&Y Valve
LIFECO-UK | FFVLV23SWS270128004 | FFVLV23SWS270128004 | supervisory switch for OS&Y Gate valve, 1 set of SPDT, UL/FM approved, LIFECO-UK Model LF-SSOSY-1 | LF-SSOSY-1 | 87.8176 | 322.7297
LIFECO-UK | FFVLV23SWS270128003 | FFVLV23SWS270128003 | supervisory switch for OS&Y Gate valve, 2 sets of SPDT, UL/FM approved, LIFECO-UK Model LF-SSOSY-2 | LF-SSOSY-2 | 100.9 | 370.8075
LIFECO-UK |  |  | supervisory switch for OS&Y Gate valve, 2 sets of SPDT and cover, UL/FM approved, LIFECO-UK Model LF-SSOSY-3 | LF-SSOSY-3 | 111.5355 | 409.8931
Supervisory Switch for NRS Valve
LIFECO-UK |  |  | supervisory switch for NRS Gate valve, 1 set of SPDT, UL/FM approved, LIFECO-UK Model LF-LF-SIP-1 | LF-LF-SIP-1 | 89.6268 | 329.3784
LIFECO-UK |  |  | supervisory switch for NRS Gate valve, 2 sets of SPDT, UL/FM approved, LIFECO-UK Model LF-SIP-2 | LF-SIP-2 | 96.2658 | 353.7768
LIFECO-UK |  |  | supervisory switch for NRS Gate valve, 2 sets of SPDT and cover, UL/FM approved, LIFECO-UK Model LF-SIP-3 | LF-SIP-3 | 100.9131 | 370.8557
LIFECO-UK FIRE SPRINKLERS
ITEM OF | LIFECO-UK Item Code | Supplier Item Code | Description |  | LIFECO-UK GP (USD) | LIFECO-UK GP (AED)
LF-300 Series - K-Factor 5.6 (80)
Upright Sprinkler
LIFECO-UK | FFSSY05SPU1PARA30340 | FFSSY05SPU1PARA30340 | Sprinkler Upright 1/2"57Deg, K-Factor 5.6 (80) Standard Response ,Chrome Plated, UL/FM, LIFECO-UK, Model LF310 | LF310 | 4.3 | 15.8025
LIFECO-UK | FFSSY05SPU1PARA3031 | FFSSY05SPU1PARA3031 | Sprinkler Upright 1/2"68Deg, K-Factor 5.6 (80) Standard Response ,Chrome Plated, UL/FM LIFECO-UK, Model LF310 | LF310 | 4.3 | 15.8025
LIFECO-UK | FFSSY05SPUPARA33003 | FFSSY05SPUPARA33003 | Sprinkler Upright 1/2"79Deg, K-Factor 5.6 (80) Standard Response ,Chrome Plated, UL/FM, LIFECO-UK, Model LF310 | LF310 | 4.3 | 15.8025
LIFECO-UK | FFSSY05SPU1PARA3041 | FFSSY05SPU1PARA3041 | Sprinkler Upright 1/2"93Deg, K-Factor 5.6 (80) Standard Response ,Chrome Plated, UL/FM, LIFECO-UK, Model LF310 | LF310 | 4.65 | 17.0888
LIFECO-UK | FFSSY05SPU1PARA5702 | FFSSY05SPU1PARA5702 | Sprinkler Upright 1/2"57Deg, K-Factor 5.6 (80) Quick Response ,Chrome Plated, UL/FM, LIFECO-UK, Model LF311 | LF311 | 5.3 | 19.4775
LIFECO-UK | FFSSY05SPU1PARA3032 | FFSSY05SPU1PARA3032 | Sprinkler Upright 1/2"68Deg, K-Factor 5.6 (80) Quick Response ,Chrome Plated, UL/FM, LIFECO-UK, Model LF311 | LF311 | 5.3 | 19.4775
LIFECO-UK | FFSSY05SPUPARA33020 | FFSSY05SPUPARA33020 | Sprinkler Upright 1/2"79Deg, K-Factor 5.6 (80) Quick Response ,Chrome Plated, UL/FM, LIFECO-UK, Model LF311 | LF311 | 5.3 | 19.4775
LIFECO-UK | FFSSY05SPU1PARA3132 | FFSSY05SPU1PARA3132 | Sprinkler Upright 1/2"93Deg, K-Factor 5.6 (80) Quick Response ,Chrome Plated, UL/FM, LIFECO-UK, Model LF311 | LF311 | 5.634 | 20.705
Pendent Sprinkler
LIFECO-UK | FFSSY05SPP1PARA30012 | FFSSY05SPP1PARA30012 | Sprinkler Pendent 1/2"57Deg, K-Factor 5.6 (80) Standard Response ,Chrome Plated, UL/FM, LIFECO-UK,Model LF320 | LF320 | 4.3 | 15.8025
LIFECO-UK | FFSSY05SPU1PARA3033 | FFSSY05SPU1PARA3033 | Sprinkler Pendent 1/2"68Deg, K-Factor 5.6 (80) Standard Response ,Chrome Plated, UL/FM LIFECO-UK Model LF320 | LF320 | 4.3 | 15.8025
LIFECO-UK | FFSSY05SPU1PARA3040 | FFSSY05SPU1PARA3040 | Sprinkler Pendent 1/2"79Deg, K-Factor 5.6 (80) Standard Response ,Chrome Plated, UL/FM, LIFECO-UK,Model LF320 | LF320 | 4.3 | 15.8025
LIFECO-UK | FFSSY05SPU1PARA3038 | FFSSY05SPU1PARA3038 | Sprinkler Pendent 1/2"93Deg, K-Factor 5.6 (80) Standard Response ,Chrome Plated, UL/FM LIFECO-UK Model LF320 | LF320 | 4.65 | 17.0888
LIFECO-UK | FFSSY05SPU1PARA3039 | FFSSY05SPU1PARA3039 | Sprinkler Pendent 1/2"57Deg, K-Factor 5.6 (80) Quick Response ,Chrome Plated, UL/FM LIFECO-UK Model LF321 | LF321 | 5.3 | 19.4775
LIFECO-UK | FFSSY05SPU1PARA3034 | FFSSY05SPU1PARA3034 | Sprinkler Pendent 1/2"68Deg, K-Factor 5.6 (80) Quick Response, Chrome Plated, UL/FM LIFECO-UK Model LF321 | LF321 | 5.3 | 19.4775
LIFECO-UK | FFSSY05SPU1PARA3042 | FFSSY05SPU1PARA3042 | Sprinkler Pendent 1/2"79Deg, K-Factor 5.6 (80) Quick Response ,Chrome Plated, UL/FM, LIFECO-UK,Model LF321 | LF321 | 5.3 | 19.4775
LIFECO-UK | FFSSY05SPU1PARA1034 | FFSSY05SPU1PARA1034 | Sprinkler Pendent 1/2"93Deg, K-Factor 5.6 (80) Quick Response, Chrome Plated, UL/FM LIFECO-UK Model LF321 | LF321 | 5.63 | 20.6902
Sidewall Sprinkler
LIFECO-UK | FFSSY05SPU1PARA3035 | FFSSY05SPU1PARA3035 | Sprinkler Horizontal Sidewall 1/2"68Deg, K-Factor 5.6 (80) Standard Response, Chrome Plated, UL/FM, LIFECO-UK, Model LF340 | LF340 | 4.83 | 17.7502
LIFECO-UK | FFSSY05SPU1PARA3037 | FFSSY05SPU1PARA3037 | Sprinkler Horizontal Sidewall 1/2"79Deg, K-Factor 5.6 (80) Standard Response ,Chrome Plated, UL/FM LIFECO-UK, Model LF340 | LF340 | 4.83 | 17.7502
LIFECO-UK | FFSSY05SPU1PARA3012 | FFSSY05SPU1PARA3012 | Sprinkler Horizontal Sidewall 1/2"93Deg, K-Factor 5.6 (80) Standard Response, Chrome Plated, UL/FM, LIFECO-UK, Model LF340 | LF340 | 5.3 | 19.4775
LIFECO-UK | FFSSY05SPU1PARA3036 | FFSSY05SPU1PARA3036 | Sprinkler Horizontal Sidewall 1/2"68Deg, K-Factor 5.6 (80) Quick Response, Chrome Plated, UL/FM, LIFECO-UK, Model LF341 | LF341 | 5.87 | 21.5723
LIFECO-UK | FFSSY05SPU1PARA3079 | FFSSY05SPU1PARA3079 | Sprinkler Horizontal Sidewall 1/2"79Deg, K-Factor 5.6 (80) Quick Response ,Chrome Plated, UL/FM LIFECO-UK, Model LF341 | LF341 | 5.87 | 21.5723
LIFECO-UK | FFSSY05SPU1PARA3093 | FFSSY05SPU1PARA3093 | Sprinkler Horizontal Sidewall 1/2"93Deg, K-Factor 5.6 (80) Quick Response, Chrome Plated, UL/FM, LIFECO-UK, Model LF341 | LF341 | 6.329 | 23.2591
Concealed Pendent Sprinkler
LIFECO-UK | FFSSY05SPCPARA33007 | FFSSY05SPCPARA33007 | Sprinkler Concealed Pendent 1/2"68Deg, K-Factor 5.6 (80) Standard Response ,Chrome cover plate, UL Listed, LIFECO-UK, Model LF820 | LF820 | 17.47 | 64.2022
LIFECO-UK |  |  | Sprinkler Concealed Pendent 1/2"93Deg, K-Factor 5.6 (80) Standard Response ,Chrome cover plate, UL Listed, LIFECO-UK, Model LF820 | LF820 | 18.28 | 67.179
LIFECO-UK | FFSSY05SPCPARA33003 | FFSSY05SPCPARA33003 | Sprinkler Concealed Pendent 1/2" 68Deg, K-Factor 5.6 (80) Quick Response ,Chrome cover plate, UL Listed, LIFECO-UK, Model LF821 | LF821 | 19.44 | 71.442
LIFECO-UK |  |  | Sprinkler Concealed Pendent 1/2" 93Deg, K-Factor 5.6 (80) Quick Response, Chrome Cover plate, UL Listed, LIFECO-UK, Model LF821 | LF821 | 20.23 | 74.3452
Pendent Sprinkler for clean Room
LIFECO-UK |  |  | Sprinkler Pendent for Mold Bar &Clean Room 1/2"57Deg, K-Factor 5.6 (80) Quick Response, Chrome UL/FM LIFECO-UK Model LF222 | LF222 | 5.98 | 21.9765
LIFECO-UK |  |  | Sprinkler Pendent for Mold Bar &Clean Room 1/2"68Deg, K-Factor 5.6 (80) Quick Response, Chrome UL/FM LIFECO-UK Model LF222 | LF222 | 5.98 | 21.9765
LIFECO-UK |  |  | Sprinkler Pendent for Mold Bar &Clean Room 1/2"93Deg, K-Factor 5.6 (80) Quick Response, Chrome UL/FM LIFECO-UK Model LF222 | LF222 | 6.9 | 25.3575
Flush Pendent Sprinkler
LIFECO-UK |  |  | Sprinkler Flush type Pendent 1/2" 72Deg, K-Factor 5.6 (80) Standar Response, UL LIFECO-UK Model LF720 | LF720 | 13.8 | 50.715
LIFECO-UK |  |  | Sprinkler Flush type Pendent 1/2" 105Deg, K-Factor 5.6 (80) Standar Response, UL LIFECO-UK Model LF720 | LF720 | 16.1 | 59.1675
LIFECO-UK |  |  | Sprinkler Flush type Pendent 1/2" 72Deg, K-Factor 5.6 (80) Quick Response, UL LIFECO-UK Model LF721 | LF721 | 17.25 | 63.3937
LF-400 Series - K-Factor 8 (115)
Pendent Sprinkler
LIFECO-UK |  |  | Sprinkler Pendent 3/4"57Deg, K-Factor 8 (115) Standard Response ,Brass UL LIFECO-UK Model LF420 | LF420 | Upon Request | Upon Request
LIFECO-UK |  |  | Sprinkler Pendent 3/4" 68Deg, K-Factor 8 (115) Standard Response ,Brass UL LIFECO-UK Model LF420 | LF420 | Upon Request | Upon Request
LIFECO-UK |  |  | Sprinkler Pendent 3/4" 79Deg, K-Factor 8 (115) Standard Response ,Brass UL LIFECO-UK Model LF420 | LF420 | Upon Request | Upon Request
LIFECO-UK |  |  | Sprinkler Pendent 3/4" 93Deg, K-Factor 8 (115) Standard Response ,Brass UL LIFECO-UK Model LF420 | LF420 | Upon Request | Upon Request
LIFECO-UK |  |  | Sprinkler Pendent 3/4"57Deg, K-Factor 8 (115) Standard Response ,Chrome UL LIFECO-UK Model LF420 | LF420 | 8.05 | 29.5837
LIFECO-UK | FFSSY05SPU1PARA3020 | FFSSY05SPU1PARA3020 | Sprinkler Pendent 3/4" 68Deg, K-Factor 8 (115) Standard Response ,Chrome UL LIFECO-UK Model LF420 | LF420 | 8.05 | 29.5837
LIFECO-UK |  |  | Sprinkler Pendent 3/4" 79Deg, K-Factor 8 (115) Standard Response ,Chrome UL LIFECO-UK Model LF420 | LF420 | 8.05 | 29.5837
LIFECO-UK |  |  | Sprinkler Pendent 3/4" 93Deg, K-Factor 8 (115) Standard Response ,Chrome UL LIFECO-UK Model LF420 | LF420 | 8.51 | 31.2742
LIFECO-UK |  |  | Sprinkler Pendent 3/4"57Deg, K-Factor 8 (115) Standard Response ,White, UL LIFECO-UK Model LF420 | LF420 | Upon Request | Upon Request
LIFECO-UK |  |  | Sprinkler Pendent 3/4" 68Deg, K-Factor 8 (115) Standard Response ,White, UL LIFECO-UK Model LF420 | LF420 | Upon Request | Upon Request
LIFECO-UK |  |  | Sprinkler Pendent 3/4" 79Deg, K-Factor 8 (115) Standard Response ,White, UL LIFECO-UK Model LF420 | LF420 | Upon Request | Upon Request
LIFECO-UK |  |  | Sprinkler Pendent 3/4" 93Deg, K-Factor 8 (115) Standard Response ,White, UL LIFECO-UK Model LF420 | LF420 | Upon Request | Upon Request
LIFECO-UK |  |  | Sprinkler Pendent 3/4"57Deg, K-Factor 8 (115) Quick Response ,Brass UL LIFECO-UK Model LF421 | LF421 | Upon Request | Upon Request
LIFECO-UK |  |  | Sprinkler Pendent 3/4" 68Deg, K-Factor 8 (115) Quick Response ,Brass UL LIFECO-UK Model LF421 | LF421 | Upon Request | Upon Request
LIFECO-UK |  |  | Sprinkler Pendent 3/4" 79Deg, K-Factor 8 (115) Quick Response ,Brass UL LIFECO-UK Model LF421 | LF421 | Upon Request | Upon Request
LIFECO-UK |  |  | Sprinkler Pendent 3/4" 93Deg, K-Factor 8 (115) Quick Response ,Brass UL LIFECO-UK Model LF421 | LF421 | Upon Request | Upon Request
LIFECO-UK |  |  | Sprinkler Pendent 3/4" 141Deg, K-Factor 8 (115) Quick Response ,Brass UL LIFECO-UK Model LF421 | LF421 | Upon Request | Upon Request
LIFECO-UK |  |  | Sprinkler Pendent 3/4"57Deg, K-Factor 8 (115) Quick Response ,Chrome UL LIFECO-UK Model LF421 | LF421 | 9.2 | 33.81
LIFECO-UK | FFSSY05SPU1PARA3022 | FFSSY05SPU1PARA3022 | Sprinkler Pendent 3/4" 68Deg, K-Factor 8 (115) Quick Response ,Chrome UL LIFECO-UK Model LF421 | LF421 | 9.2 | 33.81
LIFECO-UK |  |  | Sprinkler Pendent 3/4" 79Deg, K-Factor 8 (115) Quick Response ,Chrome UL LIFECO-UK Model LF421 | LF421 | 9.2 | 33.81
LIFECO-UK |  |  | Sprinkler Pendent 3/4" 93Deg, K-Factor 8 (115) Quick Response ,Chrome UL LIFECO-UK Model LF421 | LF421 | 9.66 | 35.5005
LIFECO-UK |  |  | Sprinkler Pendent 3/4" 141Deg, K-Factor 8 (115) Quick Response ,Chrome UL LIFECO-UK Model LF421 | LF421 | 10.35 | 38.0362
LIFECO-UK |  |  | Sprinkler Pendent 3/4"57Deg, K-Factor 8 (115) Quick Response ,White, UL LIFECO-UK Model LF421 | LF421 | Upon Request | Upon Request
LIFECO-UK |  |  | Sprinkler Pendent 3/4" 68Deg, K-Factor 8 (115) Quick Response ,White UL LIFECO-UK Model LF421 | LF421 | Upon Request | Upon Request
LIFECO-UK |  |  | Sprinkler Pendent 3/4" 79Deg, K-Factor 8 (115) Quick Response ,White, UL LIFECO-UK Model LF421 | LF421 | Upon Request | Upon Request
LIFECO-UK |  |  | Sprinkler Pendent 3/4" 93Deg, K-Factor 8 (115) Quick Response ,White, UL LIFECO-UK Model LF421 | LF421 | Upon Request | Upon Request
LIFECO-UK |  |  | Sprinkler Pendent 3/4" 141Deg, K-Factor 8 (115) Quick Response ,White, UL LIFECO-UK Model LF421 | LF421 | Upon Request | Upon Request
Upright Sprinkler
LIFECO-UK |  |  | Sprinkler Upright 3/4"57Deg, K-Factor 8 (115) Standard Response ,Brass UL LIFECO-UK Model LF410 | LF410 | Upon Request | Upon Request
LIFECO-UK |  |  | Sprinkler Upright 3/4" 68Deg, K-Factor 8 (115) Standard Response ,Brass UL LIFECO-UK Model LF410 | LF410 | Upon Request | Upon Request
LIFECO-UK |  |  | Sprinkler Upright 3/4" 79Deg, K-Factor 8 (115) Standard Response ,Brass UL LIFECO-UK Model LF410 | LF410 | Upon Request | Upon Request
LIFECO-UK |  |  | Sprinkler Upright 3/4" 93Deg, K-Factor 8 (115) Standard Response ,Brass UL LIFECO-UK Model LF410 | LF410 | Upon Request | Upon Request
LIFECO-UK |  |  | Sprinkler Upright 3/4"57Deg, K-Factor 8 (115) Standard Response ,Chrome UL LIFECO-UK Model LF410 | LF410 | 8.05 | 29.5837
LIFECO-UK | FFSSY05SPU1PARA3010 | FFSSY05SPU1PARA3010 | Sprinkler Upright 3/4" 68Deg, K-Factor 8 (115) Standard Response ,Chrome UL LIFECO-UK Model LF410 | LF410 | 8.05 | 29.5837
LIFECO-UK |  |  | Sprinkler Upright 3/4" 79Deg, K-Factor 8 (115) Standard Response ,Chrome UL LIFECO-UK Model LF410 | LF410 | 8.05 | 29.5837
LIFECO-UK |  |  | Sprinkler Upright 3/4" 93Deg, K-Factor 8 (115) Standard Response ,Chrome UL LIFECO-UK Model LF410 | LF410 | 8.51 | 31.2742
LIFECO-UK |  |  | Sprinkler Upright 3/4"57Deg, K-Factor 8 (115) Standard Response ,White, UL LIFECO-UK Model LF410 | LF410 | Upon Request | Upon Request
LIFECO-UK |  |  | Sprinkler Upright 3/4" 68Deg, K-Factor 8 (115) Standard Response ,White, UL LIFECO-UK Model LF410 | LF410 | Upon Request | Upon Request
LIFECO-UK |  |  | Sprinkler Upright 3/4" 79Deg, K-Factor 8 (115) Standard Response ,White, UL LIFECO-UK Model LF410 | LF410 | Upon Request | Upon Request
LIFECO-UK |  |  | Sprinkler Upright 3/4" 93Deg, K-Factor 8 (115) Standard Response ,White, UL LIFECO-UK Model LF410 | LF410 | Upon Request | Upon Request
LIFECO-UK |  |  | Sprinkler Upright 3/4"57Deg, K-Factor 8 (115) Quick Response ,Brass UL LIFECO-UK Model LF411 | LF411 | Upon Request | Upon Request
LIFECO-UK |  |  | Sprinkler Upright 3/4" 68Deg, K-Factor 8 (115) Quick Response ,Brass UL LIFECO-UK Model LF411 | LF411 | Upon Request | Upon Request
LIFECO-UK |  |  | Sprinkler Upright 3/4" 79Deg, K-Factor 8 (115) Quick Response ,Brass UL LIFECO-UK Model LF411 | LF411 | Upon Request | Upon Request
LIFECO-UK |  |  | Sprinkler Upright 3/4" 93Deg, K-Factor 8 (115) Quick Response ,Brass UL LIFECO-UK Model LF411 | LF411 | Upon Request | Upon Request
LIFECO-UK |  |  | Sprinkler Upright 3/4" 141Deg, K-Factor 8 (115) Quick Response ,Brass UL LIFECO-UK Model LF411 | LF411 | Upon Request | Upon Request
LIFECO-UK |  |  | Sprinkler Upright 3/4"57Deg, K-Factor 8 (115) Quick Response ,Chrome UL LIFECO-UK Model LF411 | LF411 | 9.2 | 33.81
LIFECO-UK | FFSSY05SPU1PARA3011 | FFSSY05SPU1PARA3011 | Sprinkler Upright 3/4" 68Deg, K-Factor 8 (115) Quick Response ,Chrome UL LIFECO-UK Model LF411 | LF411 | 9.2 | 33.81
LIFECO-UK |  |  | Sprinkler Upright 3/4" 79Deg, K-Factor 8 (115) Quick Response ,Chrome UL LIFECO-UK Model LF411 | LF411 | 9.2 | 33.81
LIFECO-UK |  |  | Sprinkler Upright 3/4" 93Deg, K-Factor 8 (115) Quick Response ,Chrome UL LIFECO-UK Model LF411 | LF411 | 9.66 | 35.5005
LIFECO-UK |  |  | Sprinkler Upright 3/4" 141Deg, K-Factor 8 (115) Quick Response ,Chrome UL LIFECO-UK Model LF411 | LF411 | 10.35 | 38.0362
LIFECO-UK |  |  | Sprinkler Upright 3/4"57Deg, K-Factor 8 (115) Quick Response ,White, UL LIFECO-UK Model LF411 | LF411 | Upon Request | Upon Request
LIFECO-UK |  |  | Sprinkler Upright 3/4" 68Deg, K-Factor 8 (115) Quick Response ,White, UL LIFECO-UK Model LF411 | LF411 | Upon Request | Upon Request
LIFECO-UK |  |  | Sprinkler Upright 3/4" 79Deg, K-Factor 8 (115) Quick Response ,White, UL LIFECO-UK Model LF411 | LF411 | Upon Request | Upon Request
LIFECO-UK |  |  | Sprinkler Upright 3/4" 93Deg, K-Factor 8 (115) Quick Response ,White, UL LIFECO-UK Model LF411 | LF411 | Upon Request | Upon Request
LIFECO-UK |  |  | Sprinkler Upright 3/4" 141Deg, K-Factor 8 (115) Quick Response ,White, UL LIFECO-UK Model LF411 | LF411 | Upon Request | Upon Request
LF-500 Series - K-Factor 11.2 (160)
Upright Sprinkler
LIFECO-UK |  |  | LIFECO-UK Fire Sprinkler, Upright for Storage and In-rack application, 3/4", Temperature Ratings 68 °C, K-Factor 11.2 (160), Standard Response ,Chrome Plated, FM Approved, Model LF510 | LF510 | 17.63 | 64.76
LIFECO-UK |  |  | LIFECO-UK Fire Sprinkler, Upright for Storage and In-rack application, 3/4", Temperature Ratings 68 °C, K-Factor 11.2 (160), Standard Response, Brass Finishing, FM Approved, Model LF510 | LF510 | 17.63 | 64.76
LIFECO-UK |  |  | LIFECO-UK Fire Sprinkler, Upright for Storage and In-rack application, 3/4", Temperature Ratings 93 °C, K-Factor 11.2 (160), Standard Response ,Chrome Plated, FM Approved, Model LF510 | LF510 | 18.57 | 68.21
LIFECO-UK |  |  | LIFECO-UK Fire Sprinkler, Upright for Storage and In-rack application, 3/4", Temperature Ratings 93 °C, K-Factor 11.2 (160), Standard Response, Brass Finishing, FM Approved, Model LF510 | LF510 | 18.57 | 68.21
LF-600 Series - K-Factor 5.6 (80)
Upright Sprinkler
LIFECO-UK |  |  | LIFECO-UK Fire Sprinkler, Upright Type, 1/2", Temperature Ratings 57 °C, K-Factor 5.6 (80), Standard Response, Chrome Plated, UL/FM Approved, Model LF610 | LF610 | 3.77 | 13.8547
LIFECO-UK |  |  | LIFECO-UK Fire Sprinkler, Upright Type, 1/2", Temperature Ratings 68 °C, K-Factor 5.6 (80), Standard Response, Chrome Plated, UL/FM Approved, Model LF610 | LF610 | 3.77 | 13.8547
LIFECO-UK |  |  | LIFECO-UK Fire Sprinkler, Upright Type, 1/2", Temperature Ratings 79 °C, K-Factor 5.6 (80), Standard Response, Chrome Plated, UL/FM Approved, Model LF610 | LF610 | 3.77 | 13.8547
LIFECO-UK |  |  | LIFECO-UK Fire Sprinkler, Upright Type, 1/2", Temperature Ratings 93 °C, K-Factor 5.6 (80), Standard Response, Chrome Plated, UL/FM Approved, Model LF610 | LF610 | 3.77 | 13.8547
LIFECO-UK |  |  | LIFECO-UK Fire Sprinkler, Upright Type, 1/2", Temperature Ratings 141 °C, K-Factor 5.6 (80), Standard Response, Chrome Plated, UL/FM Approved, Model LF610 | LF610 | 4.29 | 15.7658
LIFECO-UK |  |  | LIFECO-UK Fire Sprinkler, Upright Type, 1/2", Temperature Ratings 57 °C, K-Factor 5.6 (80), Standard Response, Brass Finishing, UL/FM Approved, Model LF610 | LF610 | 3.77 | 13.8547
LIFECO-UK |  |  | LIFECO-UK Fire Sprinkler, Upright Type, 1/2", Temperature Ratings 68 °C, K-Factor 5.6 (80), Standard Response, Brass Finishing, UL/FM Approved, Model LF610 | LF610 | 3.77 | 13.8547
LIFECO-UK |  |  | LIFECO-UK Fire Sprinkler, Upright Type, 1/2", Temperature Ratings 79 °C, K-Factor 5.6 (80), Standard Response, Brass Finishing, UL/FM Approved, Model LF610 | LF610 | 3.77 | 13.8547
LIFECO-UK |  |  | LIFECO-UK Fire Sprinkler, Upright Type, 1/2", Temperature Ratings 93 °C, K-Factor 5.6 (80), Standard Response, Brass Finishing, UL/FM Approved, Model LF610 | LF610 | 3.77 | 13.8547
LIFECO-UK |  |  | LIFECO-UK Fire Sprinkler, Upright Type, 1/2", Temperature Ratings 141 °C, K-Factor 5.6 (80), Standard Response, Brass Finishing, UL/FM Approved, Model LF610 | LF610 | 4.29 | 15.7658
LIFECO-UK |  |  | LIFECO-UK Fire Sprinkler, Upright Type, 1/2", Temperature Ratings 57 °C, K-Factor 5.6 (80), Quick Response, Chrome Plated, UL/FM Approved, Model LF611 | LF611 | 5.33 | 19.5877
LIFECO-UK |  |  | LIFECO-UK Fire Sprinkler, Upright Type, 1/2", Temperature Ratings 68 °C, K-Factor 5.6 (80), Quick Response, Chrome Plated, UL/FM Approved, Model LF611 | LF611 | 5.33 | 19.5877
LIFECO-UK |  |  | LIFECO-UK Fire Sprinkler, Upright Type, 1/2", Temperature Ratings 79 °C, K-Factor 5.6 (80), Quick Response, Chrome Plated, UL/FM Approved, Model LF611 | LF611 | 5.33 | 19.5877
LIFECO-UK |  |  | LIFECO-UK Fire Sprinkler, Upright Type, 1/2", Temperature Ratings 93 °C, K-Factor 5.6 (80), Quick Response, Chrome Plated, UL/FM Approved, Model LF611 | LF611 | 5.33 | 19.5877
LIFECO-UK |  |  | LIFECO-UK Fire Sprinkler, Upright Type, 1/2", Temperature Ratings 141 °C, K-Factor 5.6 (80), Quick Response, Chrome Plated, UL/FM Approved, Model LF611 | LF611 | 5.85 | 21.4987
LIFECO-UK |  |  | LIFECO-UK Fire Sprinkler, Upright Type, 1/2", Temperature Ratings 57 °C, K-Factor 5.6 (80), Quick Response, Brass Finishing, UL/FM Approved, Model LF611 | LF611 | 5.33 | 19.5877
LIFECO-UK |  |  | LIFECO-UK Fire Sprinkler, Upright Type, 1/2", Temperature Ratings 68 °C, K-Factor 5.6 (80), Quick Response, Brass Finishing, UL/FM Approved, Model LF611 | LF611 | 5.33 | 19.5877
LIFECO-UK |  |  | LIFECO-UK Fire Sprinkler, Upright Type, 1/2", Temperature Ratings 79 °C, K-Factor 5.6 (80), Quick Response, Brass Finishing, UL/FM Approved, Model LF611 | LF611 | 5.33 | 19.5877
LIFECO-UK |  |  | LIFECO-UK Fire Sprinkler, Upright Type, 1/2", Temperature Ratings 93 °C, K-Factor 5.6 (80), Quick Response, Brass Finishing, UL/FM Approved, Model LF611 | LF611 | 5.33 | 19.5877
LIFECO-UK |  |  | LIFECO-UK Fire Sprinkler, Upright Type, 1/2", Temperature Ratings 141 °C, K-Factor 5.6 (80), Quick Response, Brass Finishing, UL/FM Approved, Model LF611 | LF611 | 5.85 | 21.4987
Pendent Sprinkler
LIFECO-UK |  |  | LIFECO-UK Fire Sprinkler, Pendent Type, 1/2", Temperature Ratings 57 °C, K-Factor 5.6 (80), Standard Response, Chrome Plated, UL/FM Approved, Model LF620 | LF620 | 3.77 | 13.8547
LIFECO-UK |  |  | LIFECO-UK Fire Sprinkler, Pendent Type, 1/2", Temperature Ratings 68 °C, K-Factor 5.6 (80), Standard Response, Chrome Plated, UL/FM Approved, Model LF620 | LF620 | 3.77 | 13.8547
LIFECO-UK |  |  | LIFECO-UK Fire Sprinkler, Pendent Type, 1/2", Temperature Ratings 79 °C, K-Factor 5.6 (80), Standard Response, Chrome Plated, UL/FM Approved, Model LF620 | LF620 | 3.77 | 13.8547
LIFECO-UK |  |  | LIFECO-UK Fire Sprinkler, Pendent Type, 1/2", Temperature Ratings 93 °C, K-Factor 5.6 (80), Standard Response, Chrome Plated, UL/FM Approved, Model LF620 | LF620 | 3.77 | 13.8547
LIFECO-UK |  |  | LIFECO-UK Fire Sprinkler, Pendent Type, 1/2", Temperature Ratings 141 °C, K-Factor 5.6 (80), Standard Response, Chrome Plated, UL/FM Approved, Model LF620 | LF620 | 4.29 | 15.7658
LIFECO-UK |  |  | LIFECO-UK Fire Sprinkler, Pendent Type, 1/2", Temperature Ratings 57 °C, K-Factor 5.6 (80), Standard Response, Brass Finishing, UL/FM Approved, Model LF620 | LF620 | 3.77 | 13.8547
LIFECO-UK |  |  | LIFECO-UK Fire Sprinkler, Pendent Type, 1/2", Temperature Ratings 68 °C, K-Factor 5.6 (80), Standard Response, Brass Finishing, UL/FM Approved, Model LF620 | LF620 | 3.77 | 13.8547
LIFECO-UK |  |  | LIFECO-UK Fire Sprinkler, Pendent Type, 1/2", Temperature Ratings 79 °C, K-Factor 5.6 (80), Standard Response, Brass Finishing, UL/FM Approved, Model LF620 | LF620 | 3.77 | 13.8547
LIFECO-UK |  |  | LIFECO-UK Fire Sprinkler, Pendent Type, 1/2", Temperature Ratings 93 °C, K-Factor 5.6 (80), Standard Response, Brass Finishing, UL/FM Approved, Model LF620 | LF620 | 3.77 | 13.8547
LIFECO-UK |  |  | LIFECO-UK Fire Sprinkler, Pendent Type, 1/2", Temperature Ratings 141 °C, K-Factor 5.6 (80), Standard Response, Brass Finishing, UL/FM Approved, Model LF620 | LF620 | 4.29 | 15.7658
LIFECO-UK |  |  | LIFECO-UK Fire Sprinkler, Pendent Type, 1/2", Temperature Ratings 57 °C, K-Factor 5.6 (80), Quick Response, Chrome Plated, UL/FM Approved, Model LF621 | LF621 | 5.33 | 19.5877
LIFECO-UK |  |  | LIFECO-UK Fire Sprinkler, Pendent Type, 1/2", Temperature Ratings 68 °C, K-Factor 5.6 (80), Quick Response, Chrome Plated, UL/FM Approved, Model LF621 | LF621 | 5.33 | 19.5877
LIFECO-UK |  |  | LIFECO-UK Fire Sprinkler, Pendent Type, 1/2", Temperature Ratings 79 °C, K-Factor 5.6 (80), Quick Response, Chrome Plated, UL/FM Approved, Model LF621 | LF621 | 5.33 | 19.5877
LIFECO-UK |  |  | LIFECO-UK Fire Sprinkler, Pendent Type, 1/2", Temperature Ratings 93 °C, K-Factor 5.6 (80), Quick Response, Chrome Plated, UL/FM Approved, Model LF621 | LF621 | 5.33 | 19.5877
LIFECO-UK |  |  | LIFECO-UK Fire Sprinkler, Pendent Type, 1/2", Temperature Ratings 141 °C, K-Factor 5.6 (80), Quick Response, Chrome Plated, UL/FM Approved, Model LF621 | LF621 | 5.85 | 21.4987
LIFECO-UK |  |  | LIFECO-UK Fire Sprinkler, Pendent Type, 1/2", Temperature Ratings 57 °C, K-Factor 5.6 (80), Quick Response, Brass Finishing, UL/FM Approved, Model LF621 | LF621 | 5.33 | 19.5877
LIFECO-UK |  |  | LIFECO-UK Fire Sprinkler, Pendent Type, 1/2", Temperature Ratings 68 °C, K-Factor 5.6 (80), Quick Response, Brass Finishing, UL/FM Approved, Model LF621 | LF621 | 5.33 | 19.5877
LIFECO-UK |  |  | LIFECO-UK Fire Sprinkler, Pendent Type, 1/2", Temperature Ratings 79 °C, K-Factor 5.6 (80), Quick Response, Brass Finishing, UL/FM Approved, Model LF621 | LF621 | 5.33 | 19.5877
LIFECO-UK |  |  | LIFECO-UK Fire Sprinkler, Pendent Type, 1/2", Temperature Ratings 93 °C, K-Factor 5.6 (80), Quick Response, Brass Finishing, UL/FM Approved, Model LF621 | LF621 | 5.33 | 19.5877
LIFECO-UK |  |  | LIFECO-UK Fire Sprinkler, Pendent Type, 1/2", Temperature Ratings 141 °C, K-Factor 5.6 (80), Quick Response, Brass Finishing, UL/FM Approved, Model LF621 | LF621 | 5.85 | 21.4987
Sidewall Sprinkler
LIFECO-UK |  |  | LIFECO-UK Fire Sprinkler, Horizontal Sidewall Type, 1/2", Temperature Ratings 57 °C, K-Factor 5.6 (80), Standard Response, Chrome Plated, UL/FM Approved, Model LF640 | LF640 | 3.77 | 13.8547
LIFECO-UK |  |  | LIFECO-UK Fire Sprinkler, Horizontal Sidewall Type, 1/2", Temperature Ratings 68 °C, K-Factor 5.6 (80), Standard Response, Chrome Plated, UL/FM Approved, Model LF640 | LF640 | 3.77 | 13.8547
LIFECO-UK |  |  | LIFECO-UK Fire Sprinkler, Horizontal Sidewall Type, 1/2", Temperature Ratings 79 °C, K-Factor 5.6 (80), Standard Response, Chrome Plated, UL/FM Approved, Model LF640 | LF640 | 3.77 | 13.8547
LIFECO-UK |  |  | LIFECO-UK Fire Sprinkler, Horizontal Sidewall Type, 1/2", Temperature Ratings 93 °C, K-Factor 5.6 (80), Standard Response, Chrome Plated, UL/FM Approved, Model LF640 | LF640 | 3.77 | 13.8547
LIFECO-UK |  |  | LIFECO-UK Fire Sprinkler, Horizontal Sidewall Type, 1/2", Temperature Ratings 141 °C, K-Factor 5.6 (80), Standard Response, Chrome Plated, UL/FM Approved, Model LF640 | LF640 | 4.29 | 15.7658
LIFECO-UK |  |  | LIFECO-UK Fire Sprinkler, Horizontal Sidewall Type, 1/2", Temperature Ratings 57 °C, K-Factor 5.6 (80), Standard Response, Brass Finishing, UL/FM Approved, Model LF640 | LF640 | 3.77 | 13.8547
LIFECO-UK |  |  | LIFECO-UK Fire Sprinkler, Horizontal Sidewall Type, 1/2", Temperature Ratings 68 °C, K-Factor 5.6 (80), Standard Response, Brass Finishing, UL/FM Approved, Model LF640 | LF640 | 3.77 | 13.8547
LIFECO-UK |  |  | LIFECO-UK Fire Sprinkler, Horizontal Sidewall Type, 1/2", Temperature Ratings 79 °C, K-Factor 5.6 (80), Standard Response, Brass Finishing, UL/FM Approved, Model LF640 | LF640 | 3.77 | 13.8547
LIFECO-UK |  |  | LIFECO-UK Fire Sprinkler, Horizontal Sidewall Type, 1/2", Temperature Ratings 93 °C, K-Factor 5.6 (80), Standard Response, Brass Finishing, UL/FM Approved, Model LF640 | LF640 | 3.77 | 13.8547
LIFECO-UK |  |  | LIFECO-UK Fire Sprinkler, Horizontal Sidewall Type, 1/2", Temperature Ratings 141 °C, K-Factor 5.6 (80), Standard Response, Brass Finishing, UL/FM Approved, Model LF640 | LF640 | 4.29 | 15.7658
LIFECO-UK |  |  | LIFECO-UK Fire Sprinkler, Horizontal Sidewall Type, 1/2", Temperature Ratings 57 °C, K-Factor 5.6 (80), Quick Response, Chrome Plated, UL/FM Approved, Model LF641 | LF641 | 5.33 | 19.5877
LIFECO-UK |  |  | LIFECO-UK Fire Sprinkler, Horizontal Sidewall Type, 1/2", Temperature Ratings 68 °C, K-Factor 5.6 (80), Quick Response, Chrome Plated, UL/FM Approved, Model LF641 | LF641 | 5.33 | 19.5877
LIFECO-UK |  |  | LIFECO-UK Fire Sprinkler, Horizontal Sidewall Type, 1/2", Temperature Ratings 79 °C, K-Factor 5.6 (80), Quick Response, Chrome Plated, UL/FM Approved, Model LF641 | LF641 | 5.33 | 19.5877
LIFECO-UK |  |  | LIFECO-UK Fire Sprinkler, Horizontal Sidewall Type, 1/2", Temperature Ratings 93 °C, K-Factor 5.6 (80), Quick Response, Chrome Plated, UL/FM Approved, Model LF641 | LF641 | 5.33 | 19.5877
LIFECO-UK |  |  | LIFECO-UK Fire Sprinkler, Horizontal Sidewall Type, 1/2", Temperature Ratings 141 °C, K-Factor 5.6 (80), Quick Response, Chrome Plated, UL/FM Approved, Model LF641 | LF641 | 5.85 | 21.4987
LIFECO-UK |  |  | LIFECO-UK Fire Sprinkler, Horizontal Sidewall Type, 1/2", Temperature Ratings 57 °C, K-Factor 5.6 (80), Quick Response, Brass Finishing, UL/FM Approved, Model LF641 | LF641 | 5.33 | 19.5877
LIFECO-UK |  |  | LIFECO-UK Fire Sprinkler, Horizontal Sidewall Type, 1/2", Temperature Ratings 68 °C, K-Factor 5.6 (80), Quick Response, Brass Finishing, UL/FM Approved, Model LF641 | LF641 | 5.33 | 19.5877
LIFECO-UK |  |  | LIFECO-UK Fire Sprinkler, Horizontal Sidewall Type, 1/2", Temperature Ratings 79 °C, K-Factor 5.6 (80), Quick Response, Brass Finishing, UL/FM Approved, Model LF641 | LF641 | 5.33 | 19.5877
LIFECO-UK |  |  | LIFECO-UK Fire Sprinkler, Horizontal Sidewall Type, 1/2", Temperature Ratings 93 °C, K-Factor 5.6 (80), Quick Response, Brass Finishing, UL/FM Approved, Model LF641 | LF641 | 5.33 | 19.5877
LIFECO-UK |  |  | LIFECO-UK Fire Sprinkler, Horizontal Sidewall Type, 1/2", Temperature Ratings 141 °C, K-Factor 5.6 (80), Quick Response, Brass Finishing, UL/FM Approved, Model LF641 | LF641 | 5.85 | 21.4987
LF-800 Series - K-Factor 5.6 (80)
Concealed Pendent Sprinkler
LIFECO-UK |  |  | LIFECO-UK Fire Sprinkler, Concealed Pendent Type, 1/2", Sprinkler Temperature Ratings 57 °C & Cover Temperature Ratings 57 °C , K-Factor 5.6 (80), Standard Response, Chrome Plate Color, UL Listed, Model LF830 | LF830 | 15.08 | 55.419
LIFECO-UK |  |  | LIFECO-UK Fire Sprinkler, Concealed Pendent Type, 1/2", Sprinkler Temperature Ratings 68 °C & Cover Temperature Ratings 57 °C , K-Factor 5.6 (80), Standard Response, Chrome Plate Color, UL Listed, Model LF830 | LF830 | 15.08 | 55.419
LIFECO-UK |  |  | LIFECO-UK Fire Sprinkler, Concealed Pendent Type, 1/2", Sprinkler Temperature Ratings 79 °C & Cover Temperature Ratings 73 °C , K-Factor 5.6 (80), Standard Response, Chrome Plate Color, UL Listed, Model LF830 | LF830 | 15.6 | 57.33
LIFECO-UK |  |  | LIFECO-UK Fire Sprinkler, Concealed Pendent Type, 1/2", Sprinkler Temperature Ratings 93 °C & Cover Temperature Ratings 73 °C , K-Factor 5.6 (80), Standard Response, Chrome Plate Color, UL Listed, Model LF830 | LF830 | 15.6 | 57.33
LIFECO-UK |  |  | LIFECO-UK Fire Sprinkler, Concealed Pendent Type, 1/2", Sprinkler Temperature Ratings 57 °C & Cover Temperature Ratings 57 °C , K-Factor 5.6 (80), Standard Response, White Plate Color, UL Listed, Model LF830 | LF830 | 14.3 | 52.5525
LIFECO-UK |  |  | LIFECO-UK Fire Sprinkler, Concealed Pendent Type, 1/2", Sprinkler Temperature Ratings 68 °C & Cover Temperature Ratings 57 °C , K-Factor 5.6 (80), Standard Response, White Plate Color, UL Listed, Model LF830 | LF830 | 14.3 | 52.5525
LIFECO-UK |  |  | LIFECO-UK Fire Sprinkler, Concealed Pendent Type, 1/2", Sprinkler Temperature Ratings 79 °C & Cover Temperature Ratings 73 °C , K-Factor 5.6 (80), Standard Response, White Plate Color, UL Listed, Model LF830 | LF830 | 14.82 | 54.4635
LIFECO-UK |  |  | LIFECO-UK Fire Sprinkler, Concealed Pendent Type, 1/2", Sprinkler Temperature Ratings 93 °C & Cover Temperature Ratings 73 °C , K-Factor 5.6 (80), Standard Response, White Plate Color, UL Listed, Model LF830 | LF830 | 14.82 | 54.4635
LIFECO-UK |  |  | LIFECO-UK Fire Sprinkler, Concealed Pendent Type, 1/2", Sprinkler Temperature Ratings 57 °C & Cover Temperature Ratings 57 °C , K-Factor 5.6 (80), Quick Response, Chrome Plate Color, UL Listed, Model LF831 | LF831 | 15.86 | 58.2855
LIFECO-UK |  |  | LIFECO-UK Fire Sprinkler, Concealed Pendent Type, 1/2", Sprinkler Temperature Ratings 68 °C & Cover Temperature Ratings 57 °C , K-Factor 5.6 (80), Quick Response, Chrome Plate Color, UL Listed, Model LF831 | LF831 | 15.86 | 58.2855
LIFECO-UK |  |  | LIFECO-UK Fire Sprinkler, Concealed Pendent Type, 1/2", Sprinkler Temperature Ratings 79 °C & Cover Temperature Ratings 73 °C , K-Factor 5.6 (80), Quick Response, Chrome Plate Color, UL Listed, Model LF831 | LF831 | 16.38 | 60.1965
LIFECO-UK |  |  | LIFECO-UK Fire Sprinkler, Concealed Pendent Type, 1/2", Sprinkler Temperature Ratings 93 °C & Cover Temperature Ratings 73 °C , K-Factor 5.6 (80), Quick Response, Chrome Plate Color, UL Listed, Model LF831 | LF831 | 16.38 | 60.1965
LIFECO-UK |  |  | LIFECO-UK Fire Sprinkler, Concealed Pendent Type, 1/2", Sprinkler Temperature Ratings 57 °C & Cover Temperature Ratings 57 °C , K-Factor 5.6 (80), Quick Response, White Plate Color, UL Listed, Model LF831 | LF831 | 15.08 | 55.419
LIFECO-UK |  |  | LIFECO-UK Fire Sprinkler, Concealed Pendent Type, 1/2", Sprinkler Temperature Ratings 68 °C & Cover Temperature Ratings 57 °C , K-Factor 5.6 (80), Quick Response, White Plate Color, UL Listed, Model LF831 | LF831 | 15.08 | 55.419
LIFECO-UK |  |  | LIFECO-UK Fire Sprinkler, Concealed Pendent Type, 1/2", Sprinkler Temperature Ratings 79 °C & Cover Temperature Ratings 73 °C , K-Factor 5.6 (80), Quick Response, White Plate Color, UL Listed, Model LF831 | LF831 | 15.6 | 57.33
LIFECO-UK |  |  | LIFECO-UK Fire Sprinkler, Concealed Pendent Type, 1/2", Sprinkler Temperature Ratings 93 °C & Cover Temperature Ratings 73 °C , K-Factor 5.6 (80), Quick Response, White Plate Color, UL Listed, Model LF831 | LF831 | 15.6 | 57.33
Concealed Pendent Sprinkler Accessories
LIFECO-UK |  |  | Chrome Cover Plate, 57 °C |  | 7.8 | 28.665
LIFECO-UK |  |  | Chrome Cover Plate, 73 °C |  | 8.32 | 30.576
LIFECO-UK |  |  | White Cover Plate, 57 °C |  | 7.02 | 25.7985
LIFECO-UK |  |  | White Cover Plate, 73 °C |  | 7.54 | 27.7095
Accessories
LIFECO-UK |  |  | Sprinkler Wrench for 1/2" Concealed Sprinkler (LF820/LF821), Model LF-SW-02 | LF-SW-02 | 34.5031 | 126.799
LIFECO-UK |  |  | SPRINKLER WRENCH, 1/2" DIA. NPT, LIFECO-UK, Model LF-SW-01 | LF-SW-01 | 17.9619 | 66.01
LIFECO-UK |  |  | Escutcheon Plate Double for Sprinkler Chrome, LIFECO-UK, Model LF-ESC/2 | LF-ESC/2 | 0.644 | 2.3667
LIFECO-UK |  |  | Escutcheon Plate Single for Sprinkler Chrome, LIFECO-UK, Model LF-ESC/1 | LF-ESC/1 | 0.368 | 1.3524
LIFECO-UK |  |  | HEAD GUARD FOR 1/2” SPRINKLER, CHROME, MODEL LF-SG12 | LF-SG12 | 1.6084 | 5.911
LIFECO-UK |  |  | HEAD GUARD FOR 3/4” SPRINKLER, CHROME, MODEL LF-SG13 | LF-SG13 | 1.8737 | 6.8857
Accessories
LIFECO-UK |  |  | Sprinkler Wrench for 1/2" Concealed Sprinkler (LF820/LF821), Model LF-SW-02 | LF-SW-02 | 34.5031 | 126.799
LIFECO-UK |  |  | SPRINKLER WRENCH, 1/2" DIA. NPT, LIFECO-UK, Model LF-SW-01 | LF-SW-01 | 17.9619 | 66.01
LIFECO-UK | FFSSY05ESP010016001 | FFSSY05ESP010016001 | Escutcheon Plate Double for Sprinkler Chrome, LIFECO-UK, Model LF-ESC/2 | LF-ESC/2 | 0.644 | 2.3667
LIFECO-UK | FFSSY05ESP010016003 | FFSSY05ESP010016003 | Escutcheon Plate Single for Sprinkler Chrome, LIFECO-UK, Model LF-ESC/1 | LF-ESC/1 | 0.368 | 1.3524
LIFECO-UK |  |  | HEAD GUARD FOR 1/2” SPRINKLER, CHROME, MODEL LF-SG12 | LF-SG12 | 1.6084 | 5.911
LIFECO-UK |  |  | HEAD GUARD FOR 3/4” SPRINKLER, CHROME, MODEL LF-SG13 | LF-SG13 | 1.8737 | 6.8857
Flexible Sprinkler Hose with Fittings
ITEM OF | LIFECO-UK Item Code | Supplier Item Code | Description |  | LIFECO-UK GP (USD) | LIFECO-UK GP (AED)
27mm Unbraided Type (UL-Listed)
LIFECO-UK |  |  | Flexible Sprinkler Hose, Unbraided Type, 175 PSI Rated Pressure, 1" Inlet and 1/2" Outlet, 27mm Hose Diamter, UL-Listed, 700mm Assembly Length, Model LPN-A700-12 | LPN-A700-12 | 12.6472 | 46.4786
LIFECO-UK |  |  | Flexible Sprinkler Hose, Unbraided Type, 175 PSI Rated Pressure, 1" Inlet and 1/2" Outlet, 27mm Hose Diamter, UL-Listed, 1000mm Assembly Length, Model LPN-A1000-12 | LPN-A1000-12 | 14.1419 | 51.9716
LIFECO-UK |  |  | Flexible Sprinkler Hose, Unbraided Type, 175 PSI Rated Pressure, 1" Inlet and 1/2" Outlet, 27mm Hose Diamter, UL-Listed, 1200mm Assembly Length, Model LPN-A1200-12 | LPN-A1200-12 | 15.1767 | 55.7744
LIFECO-UK |  |  | Flexible Sprinkler Hose, Unbraided Type, 175 PSI Rated Pressure, 1" Inlet and 1/2" Outlet, 27mm Hose Diamter, UL-Listed, 1500mm Assembly Length, Model LPN-A1500-12 | LPN-A1500-12 | 16.5564 | 60.8448
LIFECO-UK |  |  | Flexible Sprinkler Hose, Unbraided Type, 175 PSI Rated Pressure, 1" Inlet and 1/2" Outlet, 27mm Hose Diamter, UL-Listed, 1800mm Assembly Length, Model LPN-A1800-12 | LPN-A1800-12 | 18.166 | 66.7602
LIFECO-UK |  |  | Flexible Sprinkler Hose, Unbraided Type, 175 PSI Rated Pressure, 1" Inlet and 3/4" Outlet, 27mm Hose Diamter, UL-Listed, 700mm Assembly Length, Model LPN-A700-19 | LPN-A700-19 | 12.6472 | 46.4786
LIFECO-UK |  |  | Flexible Sprinkler Hose, Unbraided Type, 175 PSI Rated Pressure, 1" Inlet and 3/4" Outlet, 27mm Hose Diamter, UL-Listed, 1000mm Assembly Length, Model LPN-A1000-19 | LPN-A1000-19 | 14.1419 | 51.9716
LIFECO-UK |  |  | Flexible Sprinkler Hose, Unbraided Type, 175 PSI Rated Pressure, 1" Inlet and 3/4" Outlet, 27mm Hose Diamter, UL-Listed, 1200mm Assembly Length, Model LPN-A1200-19 | LPN-A1200-19 | 15.1767 | 55.7744
LIFECO-UK |  |  | Flexible Sprinkler Hose, Unbraided Type, 175 PSI Rated Pressure, 1" Inlet and 3/4" Outlet, 27mm Hose Diamter, UL-Listed, 1500mm Assembly Length, Model LPN-A1500-19 | LPN-A1500-19 | 16.5564 | 60.8448
LIFECO-UK |  |  | Flexible Sprinkler Hose, Unbraided Type, 175 PSI Rated Pressure, 1" Inlet and 3/4" Outlet, 27mm Hose Diamter, UL-Listed, 1800mm Assembly Length, Model LPN-A1800-19 | LPN-A1800-19 | 18.166 | 66.7602
27mm Braided Type (UL-Listed)
LIFECO-UK |  |  | Flexible Sprinkler Hose, Braided Type, 200 PSI Rated Pressure, 1" Inlet and 1/2" Outlet, 27mm Hose Diamter, UL-Listed, 700mm Assembly Length, Model LPB-B700-12 | LPB-B700-12 | 17.4762 | 64.225
LIFECO-UK |  |  | Flexible Sprinkler Hose, Braided Type, 200 PSI Rated Pressure, 1" Inlet and 1/2" Outlet, 27mm Hose Diamter, UL-Listed, 1000mm Assembly Length, Model LPB-B1000-12 | LPB-B1000-12 | 19.0858 | 70.1405
LIFECO-UK |  |  | Flexible Sprinkler Hose, Braided Type, 200 PSI Rated Pressure, 1" Inlet and 1/2" Outlet, 27mm Hose Diamter, UL-Listed, 1200mm Assembly Length, Model LPB-B12000-12 | LPB-B12000-12 | 21.1554 | 77.7461
LIFECO-UK |  |  | Flexible Sprinkler Hose, Braided Type, 200 PSI Rated Pressure, 1" Inlet and 1/2" Outlet, 27mm Hose Diamter, UL-Listed, 1500mm Assembly Length, Model LPB-B1500-12 | LPB-B1500-12 | 23.9148 | 87.8869
LIFECO-UK |  |  | Flexible Sprinkler Hose, Braided Type, 200 PSI Rated Pressure, 1" Inlet and 1/2" Outlet, 27mm Hose Diamter, UL-Listed, 1800mm Assembly Length, Model LPB-B1800-12 | LPB-B1800-12 | 26.6742 | 98.0277
LIFECO-UK |  |  | Flexible Sprinkler Hose, Braided Type, 200 PSI Rated Pressure, 1" Inlet and 3/4" Outlet, 27mm Hose Diamter, UL-Listed, 700mm Assembly Length, Model LPB-B700-19 | LPB-B700-19 | 17.4762 | 64.225
LIFECO-UK |  |  | Flexible Sprinkler Hose, Braided Type, 200 PSI Rated Pressure, 1" Inlet and 3/4" Outlet, 27mm Hose Diamter, UL-Listed, 1000mm Assembly Length, Model LPB-B1000-19 | LPB-B1000-19 | 19.0858 | 70.1405
LIFECO-UK |  |  | Flexible Sprinkler Hose, Braided Type, 200 PSI Rated Pressure, 1" Inlet and 3/4" Outlet, 27mm Hose Diamter, UL-Listed, 1200mm Assembly Length, Model LPB-B12000-19 | LPB-B12000-19 | 21.1554 | 77.7461
LIFECO-UK |  |  | Flexible Sprinkler Hose, Braided Type, 200 PSI Rated Pressure, 1" Inlet and 3/4" Outlet, 27mm Hose Diamter, UL-Listed, 1500mm Assembly Length, Model LPB-B1500-19 | LPB-B1500-19 | 23.9148 | 87.8869
LIFECO-UK |  |  | Flexible Sprinkler Hose, Braided Type, 200 PSI Rated Pressure, 1" Inlet and 3/4" Outlet, 27mm Hose Diamter, UL-Listed, 1800mm Assembly Length, Model LPB-B1800-19 | LPB-B1800-19 | 26.6742 | 98.0277
25mm Unbraided Type (UL-Listed)
LIFECO-UK |  |  | Flexible Sprinkler Hose, Unbraided Type, 200 PSI Rated Pressure, 1" Inlet and 1/2" Outlet, 25mm Hose Diameter, UL-Listed, 700mm Assembly Length, Model LPN-C700-12 | LPN-C700-12 | 12.1873 | 44.7885
LIFECO-UK |  |  | Flexible Sprinkler Hose, Unbraided Type, 200 PSI Rated Pressure, 1" Inlet and 1/2" Outlet, 25mm Hose Diameter, UL-Listed, 1000mm Assembly Length, Model LPN-C1000-12 | LPN-C1000-12 | 13.4521 | 49.4364
LIFECO-UK |  |  | Flexible Sprinkler Hose, Unbraided Type, 200 PSI Rated Pressure, 1" Inlet and 1/2" Outlet, 25mm Hose Diameter, UL-Listed, 1200mm Assembly Length, Model LPN-C1200-12 | LPN-C1200-12 | 14.4868 | 53.2392
LIFECO-UK |  |  | Flexible Sprinkler Hose, Unbraided Type, 200 PSI Rated Pressure, 1" Inlet and 1/2" Outlet, 25mm Hose Diameter, UL-Listed, 1500mm Assembly Length, Model LPN-C1500-12 | LPN-C1500-12 | 15.8665 | 58.3096
LIFECO-UK |  |  | Flexible Sprinkler Hose, Unbraided Type, 200 PSI Rated Pressure, 1" Inlet and 1/2" Outlet, 25mm Hose Diameter, UL-Listed, 1800mm Assembly Length, Model LPN-C1800-12 | LPN-C1800-12 | 17.3612 | 63.8025
LIFECO-UK |  |  | Flexible Sprinkler Hose, Unbraided Type, 200 PSI Rated Pressure, 1" Inlet and 3/4" Outlet, 25mm Hose Diameter, UL-Listed, 700mm Assembly Length, Model LPN-C700-19 | LPN-C700-19 | 12.1873 | 44.7885
LIFECO-UK |  |  | Flexible Sprinkler Hose, Unbraided Type, 200 PSI Rated Pressure, 1" Inlet and 3/4" Outlet, 25mm Hose Diameter, UL-Listed, 1000mm Assembly Length, Model LPN-C1000-19 | LPN-C1000-19 | 13.4521 | 49.4364
LIFECO-UK |  |  | Flexible Sprinkler Hose, Unbraided Type, 200 PSI Rated Pressure, 1" Inlet and 3/4" Outlet, 25mm Hose Diameter, UL-Listed, 1200mm Assembly Length, Model LPN-C1200-19 | LPN-C1200-19 | 14.4868 | 53.2392
LIFECO-UK |  |  | Flexible Sprinkler Hose, Unbraided Type, 200 PSI Rated Pressure, 1" Inlet and 3/4" Outlet, 25mm Hose Diameter, UL-Listed, 1500mm Assembly Length, Model LPN-C1500-19 | LPN-C1500-19 | 15.8665 | 58.3096
LIFECO-UK |  |  | Flexible Sprinkler Hose, Unbraided Type, 200 PSI Rated Pressure, 1" Inlet and 3/4" Outlet, 25mm Hose Diameter, UL-Listed, 1800mm Assembly Length, Model LPN-C1800-19 | LPN-C1800-19 | 17.3612 | 63.8025
25mm Braided Type (UL-Listed)
LIFECO-UK |  |  | Flexible Sprinkler Hose, Braided Type, 200 PSI Rated Pressure, 1" Inlet and 1/2" Outlet, 25mm Hose Diameter, UL-Listed, 700mm Assembly Length, Model LPB-D700-12 | LPB-D700-12 | 16.7863 | 61.6898
LIFECO-UK |  |  | Flexible Sprinkler Hose, Braided Type, 200 PSI Rated Pressure, 1" Inlet and 1/2" Outlet, 25mm Hose Diameter, UL-Listed, 1000mm Assembly Length, Model LPB-D1000-12 | LPB-D1000-12 | 18.281 | 67.1827
LIFECO-UK |  |  | Flexible Sprinkler Hose, Braided Type, 200 PSI Rated Pressure, 1" Inlet and 1/2" Outlet, 25mm Hose Diameter, UL-Listed, 1200mm Assembly Length, Model LPB-D1200-12 | LPB-D1200-12 | 20.0056 | 73.5207
LIFECO-UK |  |  | Flexible Sprinkler Hose, Braided Type, 200 PSI Rated Pressure, 1" Inlet and 1/2" Outlet, 25mm Hose Diameter, UL-Listed, 1500mm Assembly Length, Model LPB-D1500-12 | LPB-D1500-12 | 22.6501 | 83.239
LIFECO-UK |  |  | Flexible Sprinkler Hose, Braided Type, 200 PSI Rated Pressure, 1" Inlet and 1/2" Outlet, 25mm Hose Diameter, UL-Listed, 1800mm Assembly Length, Model LPB-D1800-12 | LPB-D1800-12 | 25.4095 | 93.3798
LIFECO-UK |  |  | Flexible Sprinkler Hose, Braided Type, 200 PSI Rated Pressure, 1" Inlet and 3/4" Outlet, 25mm Hose Diameter, UL-Listed, 700mm Assembly Length, Model LPB-D700-19 | LPB-D700-19 | 16.7863 | 61.6898
LIFECO-UK |  |  | Flexible Sprinkler Hose, Braided Type, 200 PSI Rated Pressure, 1" Inlet and 3/4" Outlet, 25mm Hose Diameter, UL-Listed, 1000mm Assembly Length, Model LPB-D1000-19 | LPB-D1000-19 | 18.281 | 67.1827
LIFECO-UK |  |  | Flexible Sprinkler Hose, Braided Type, 200 PSI Rated Pressure, 1" Inlet and 3/4" Outlet, 25mm Hose Diameter, UL-Listed, 1200mm Assembly Length, Model LPB-D1200-19 | LPB-D1200-19 | 20.0056 | 73.5207
LIFECO-UK |  |  | Flexible Sprinkler Hose, Braided Type, 200 PSI Rated Pressure, 1" Inlet and 3/4" Outlet, 25mm Hose Diameter, UL-Listed, 1500mm Assembly Length, Model LPB-D1500-19 | LPB-D1500-19 | 22.6501 | 83.239
LIFECO-UK |  |  | Flexible Sprinkler Hose, Braided Type, 200 PSI Rated Pressure, 1" Inlet and 3/4" Outlet, 25mm Hose Diameter, UL-Listed, 1800mm Assembly Length, Model LPB-D1800-19 | LPB-D1800-19 | 25.4095 | 93.3798
LIFECO-UK Alarm Check Valve & FDC
ITEM OF | LIFECO-UK Item Code | Supplier Item Code | Description |  | LIFECO-UK GP (USD) | LIFECO-UK GP (AED)
Alarm Check Valve
LIFECO-UK | FFVLV23ALV0PAR480031 | FFVLV23ALV0PAR480031 | 4" Alarm Check Valve Flanged with Basic Trim (1x Wet Trim, 2x Pressure Gauge, 1x Mechanical Gong Bell with Retard Chamber), without pressure Switch, UL Listed, Model LF-WAV100BF | LF-WAV100BF | Discontinued | Discontinued
LIFECO-UK | FFVLV23ALV0PARA10031 | FFVLV23ALV0PARA10031 | 6" Alarm Check Valve Flanged with Basic Trim (1x Wet Trim, 2x Pressure Gauge, 1x Mechanical Gong Bell with Retard Chamber), without pressure Switch, UL Listed, Model LF-WAV150BF | LF-WAV150BF | Discontinued | Discontinued
LIFECO-UK | FFVLV23ALV020163124 | FFVLV23ALV020163124 | 8" Alarm Check Valve Flanged with Basic Trim (1x Wet Trim, 2x Pressure Gauge, 1x Mechanical Gong Bell with Retard Chamber), without pressure Switch, UL Listed, Model LF-WAV200A | LF-WAV200A | Discontinued | Discontinued
LIFECO-UK | FFVLV23ALV020098001 | FFVLV23ALV020098001 | Alarm Check Valve, Wet Type, 4" Size, Flange connection, with Basic Trim (1x Wet Trim, 2x Pressure Gauge, 1x Mechanical Gong Bell with Retard Chamber, & 1x pressure Switch), UL Listed, Model (Model A) | (Model A) | Discontinued | Discontinued
LIFECO-UK | FFVLV23ALV020098003 | FFVLV23ALV020098003 | Alarm Check Valve, Wet Type, 6" Size, Flange connection, with Basic Trim (1x Wet Trim, 2x Pressure Gauge, 1x Mechanical Gong Bell with Retard Chamber, & 1x pressure Switch), UL Listed, Model (Model A) | (Model A) | Discontinued | Discontinued
LIFECO-UK |  |  | LIFECO-UK Wet Alarm Check Valve, 300 psi Working Pressure, 2" Size, ANSI Standard 16.42 Class 150 Flanged x Flanged Connections, Basic Trim (Wet Trim, Mechanical Gong Bell, Retard Chamber, & Pressure Switch), Without Pressure Gauges UL/FM Approved, Model LF-ACV-FF | LF-ACV-FF | 755.8769 | 2777.8476
LIFECO-UK |  |  | LIFECO-UK Wet Alarm Check Valve, 300 psi Working Pressure, 2.5" Size, ANSI Standard 16.42 Class 150 Flanged x Flanged Connections, Basic Trim (Wet Trim, Mechanical Gong Bell, Retard Chamber, & Pressure Switch), Without Pressure Gauges UL/FM Approved, Model LF-ACV-FF | LF-ACV-FF | 797.6678 | 2931.4292
LIFECO-UK |  |  | LIFECO-UK Wet Alarm Check Valve, 300 psi Working Pressure, 3" Size, ANSI Standard 16.42 Class 150 Flanged x Flanged Connections, Basic Trim (Wet Trim, Mechanical Gong Bell, Retard Chamber, & Pressure Switch), Without Pressure Gauges UL/FM Approved, Model LF-ACV-FF | LF-ACV-FF | 801.0171 | 2943.7378
LIFECO-UK |  |  | LIFECO-UK Wet Alarm Check Valve, 300 psi Working Pressure, 4" Size, ANSI Standard 16.42 Class 150 Flanged x Flanged Connections, Basic Trim (Wet Trim, Mechanical Gong Bell, Retard Chamber, & Pressure Switch), Without Pressure Gauges UL/FM Approved, Model LF-ACV-FF | LF-ACV-FF | 835.2346 | 3069.4873
LIFECO-UK |  |  | LIFECO-UK Wet Alarm Check Valve, 300 psi Working Pressure, 6" Size, ANSI Standard 16.42 Class 150 Flanged x Flanged Connections, Basic Trim (Wet Trim, Mechanical Gong Bell, Retard Chamber, & Pressure Switch), Without Pressure Gauges UL/FM Approved, Model LF-ACV-FF | LF-ACV-FF | 957.708 | 3519.5767
LIFECO-UK |  |  | LIFECO-UK Wet Alarm Check Valve, 300 psi Working Pressure, 8" Size, ANSI Standard 16.42 Class 150 Flanged x Flanged Connections, Basic Trim (Wet Trim, Mechanical Gong Bell, Retard Chamber, & Pressure Switch), Without Pressure Gauges UL/FM Approved, Model LF-ACV-FF | LF-ACV-FF | 1227.6492 | 4511.6107
LIFECO-UK |  |  | LIFECO-UK Wet Alarm Check Valve, 300 psi Working Pressure, 10" Size, ANSI Standard 16.42 Class 150 Flanged x Flanged Connections, Basic Trim (Wet Trim, Mechanical Gong Bell, Retard Chamber, & Pressure Switch), Without Pressure Gauges UL/FM Approved, Model LF-ACV-FF | LF-ACV-FF | 3752.0995 | 13788.9657
LIFECO-UK |  |  | LIFECO-UK Wet Alarm Check Valve, 300 psi Working Pressure, 12" Size, ANSI Standard 16.42 Class 150 Flanged x Flanged Connections, Basic Trim (Wet Trim, Mechanical Gong Bell, Retard Chamber, & Pressure Switch), Without Pressure Gauges UL/FM Approved, Model LF-ACV-FF | LF-ACV-FF | 4251.9907 | 15626.0658
LIFECO-UK |  |  | LIFECO-UK Wet Alarm Check Valve, 300 psi Working Pressure, 2" Size, AWWA C606 Grooved x Grooved Connections, Basic Trim (Wet Trim, Mechanical Gong Bell, Retard Chamber, & Pressure Switch), Without Pressure Gauges UL/FM Approved, Model LF-ACV-GG | LF-ACV-GG | 740.2303 | 2720.3464
LIFECO-UK |  |  | LIFECO-UK Wet Alarm Check Valve, 300 psi Working Pressure, 2.5" Size, AWWA C606 Grooved x Grooved Connections, Basic Trim (Wet Trim, Mechanical Gong Bell, Retard Chamber, & Pressure Switch), Without Pressure Gauges UL/FM Approved, Model LF-ACV-GG | LF-ACV-GG | 764.0501 | 2807.8842
LIFECO-UK |  |  | LIFECO-UK Wet Alarm Check Valve, 300 psi Working Pressure, 3" Size, AWWA C606 Grooved x Grooved Connections, Basic Trim (Wet Trim, Mechanical Gong Bell, Retard Chamber, & Pressure Switch), Without Pressure Gauges UL/FM Approved, Model LF-ACV-GG | LF-ACV-GG | 767.9493 | 2822.2136
LIFECO-UK |  |  | LIFECO-UK Wet Alarm Check Valve, 300 psi Working Pressure, 4" Size, AWWA C606 Grooved x Grooved Connections, Basic Trim (Wet Trim, Mechanical Gong Bell, Retard Chamber, & Pressure Switch), Without Pressure Gauges UL/FM Approved, Model LF-ACV-GG | LF-ACV-GG | 835.2346 | 3069.4873
LIFECO-UK |  |  | LIFECO-UK Wet Alarm Check Valve, 300 psi Working Pressure, 6" Size, AWWA C606 Grooved x Grooved Connections, Basic Trim (Wet Trim, Mechanical Gong Bell, Retard Chamber, & Pressure Switch), Without Pressure Gauges UL/FM Approved, Model LF-ACV-GG | LF-ACV-GG | 957.708 | 3519.5767
LIFECO-UK |  |  | LIFECO-UK Wet Alarm Check Valve, 300 psi Working Pressure, 8" Size, AWWA C606 Grooved x Grooved Connections, Basic Trim (Wet Trim, Mechanical Gong Bell, Retard Chamber, & Pressure Switch), Without Pressure Gauges UL/FM Approved, Model LF-ACV-GG | LF-ACV-GG | 1227.6492 | 4511.6107
LIFECO-UK |  |  | LIFECO-UK Wet Alarm Check Valve, 300 psi Working Pressure, 10" Size, AWWA C606 Grooved x Grooved Connections, Basic Trim (Wet Trim, Mechanical Gong Bell, Retard Chamber, & Pressure Switch), Without Pressure Gauges UL/FM Approved, Model LF-ACV-GG | LF-ACV-GG | 3752.0995 | 13788.9657
LIFECO-UK |  |  | LIFECO-UK Wet Alarm Check Valve, 300 psi Working Pressure, 12" Size, AWWA C606 Grooved x Grooved Connections, Basic Trim (Wet Trim, Mechanical Gong Bell, Retard Chamber, & Pressure Switch), Without Pressure Gauges UL/FM Approved, Model LF-ACV-GG | LF-ACV-GG | 4251.9907 | 15626.0658
Fire Department Connection
LIFECO-UK |  |  | Fire Department Connection, with single clapper 90 Degree Siamese type, Outlet 4" NPT Female, Inlet 2 ½" NST Male, 300psi, UL listed/FM Approved, with cap, LIFECO-UK, Model LF-FDCA | LF-FDCA | On Request | On Request
LIFECO-UK | FFVLV23FDCGFDC98001 | FFVLV23FDCGFDC98001 | Fire Department Connection, with single clapper Straightway Siamese type, Outlet 4" NPT Female, Inlet 2 ½" NST Male, 300psi, UL listed/FM Approved, with cap & wall plate,LIFECO-UK, Model LF-FDCS | LF-FDCS | 196.9605 | 723.83
LIFECO-UK Deluge Valves, Spray Nozzles, & Solenoid Valve
ITEM OF | LIFECO-UK Item Code | Supplier Item Code | Description |  | LIFECO-UK GP (USD) | LIFECO-UK GP (AED)
Deluge Valve
LIFECO-UK |  |  | 4" Deluge Valve 175psi, with standard Wet Pilot ( 1x Wet Trim, and 1x Mechanical Gong Bell), Without Solenoid Valve, Pressure Gauge, & pressure Switch), UL Listed, LIFECO-UK, Model LF-DV100A. | LF-DV100A. | 1897.4674 | 6973.1927
LIFECO-UK |  |  | 6" Deluge Valve 175psi,with standard Wet Pilot ( 1x Wet Trim, and 1x Mechanical Gong Bell), Without Solenoid Valve, Pressure Gauge, & pressure Switch), UL Listed, LIFECO-UK, Model LF-DV150A. | LF-DV150A. | 2058.53 | 7565.0977
LIFECO-UK |  |  | Deluge Valve, 8" NB, 175psi, ANSI B 16.5 Flange connection, For Vertical inlet to Horizontal outlet mounting, cast Iron material, with all standard accessories: (1x Wet Trim, 1x Mechanical Gong Bell, & 1x pressure Switch), without Solenoid Valve, & Pressure Gauge, UL listed, LIFECO-UK, MODEL A. | A. | 3803.2186 | 13976.8285
LIFECO-UK |  |  | Deluge Valve, 6" NB, 175psi, ANSI B 16.5 Flange connection, For Vertical inlet to Horizontal outlet mounting, cast Iron material, with all standard accessories: (1x Wet Trim, 1x Mechanical Gong Bell, & 1x pressure Switch), without Solenoid Valve, & Pressure Gauge, UL listed, LIFECO-UK, MODEL A. | A. | 2876.6848 | 10571.8165
LIFECO-UK |  |  | Deluge Valve, 4" NB, 175psi, ANSI B 16.5 Flange connection, For Vertical inlet to Horizontal outlet mounting, cast Iron material, with all standard accessories: (1x Wet Trim, 1x Mechanical Gong Bell, & 1x pressure Switch), without Solenoid Valve, & Pressure Gauge, UL listed, LIFECO-UK, MODEL A. | A. | 2115.5506 | 7774.6485
LIFECO-UK |  |  | Deluge Valve, 3" NB, 175psi, ANSI B 16.5 Flange connection, For Vertical inlet to Horizontal outlet mounting, cast Iron material, with all standard accessories: (1x Wet Trim, 1x Mechanical Gong Bell, & 1x pressure Switch), without Solenoid Valve, & Pressure Gauge, UL listed, LIFECO-UK, MODEL A. | A. | 1894.8132 | 6963.4385
LIFECO-UK |  |  | Deluge Valve, 2" NB, 175psi, ANSI B 16.5 Flange connection, For Vertical inlet to Horizontal outlet mounting, cast Iron material, with all standard accessories: (1x Wet Trim, 1x Mechanical Gong Bell, & 1x pressure Switch), without Solenoid Valve, & Pressure Gauge, UL listed, LIFECO-UK, MODEL A. | A. | 1839.6132 | 6760.5785
Spray Nozzles
LIFECO-UK |  |  | High Velocity Water Spray Nozzle, Nickel Chrome Plated Finish, With Strainer, 175psi, ¾" BSPT (NPT Opt.), LIFECO-UK, UL Listed, Model HV-AS | HV-AS | 31.0204 | 114
LIFECO-UK |  |  | Medium Velocity Water Spray Nozzle, Nickel Chrome Plated Finish, Without Strainer, 175psi, 1/2" BSPT (NPT Opt.), LIFECO-UK, UL Listed, Model A | A | 12.6422 | 46.46
Accessories
Parker |  |  | Solenoid Valve For Electric Actuation Trim, (Parker Brand) |  | 153.1769 | 562.925
LIFECO-UK |  |  | Actuator for Dry pilot trim |  | 0 | 0
LIFECO-UK |  |  | Water Motor Gong Bell |  | 160.966 | 591.55
LIFECO-UK Pre-Action
ITEM OF | LIFECO-UK Item Code | Supplier Item Code | Description |  | LIFECO-UK GP (USD) | LIFECO-UK GP (AED)
Pre-Action Set (Flanged)
LIFECO-UK |  |  | Pre-Action Valve consist of Deluge Valve size 8", 250 psi working pressure, flange connection ANSI B16.5, for vertical mounting, Ductile Iron, material, with all standard accessories: (1x Riser Check Valve, 1x Wet Trim, 3x Pressure Gauge, 1x Mechanical Gong Bell, 1x Solenoid Valve, & 2x pressure Switch) without Compressor, UL Listed, LIFECO-UK, Model Number LF-DIPA. | Number LF-DIPA. | 7558.4543 | 27777.3194
LIFECO-UK |  |  | Pre-Action Valve consist of Deluge Valve size 6", 250 psi working pressure, flange connection ANSI B16.5, for vertical mounting, Ductile Iron, material, with all standard accessories: (1x Riser Check Valve, 1x Wet Trim, 3x Pressure Gauge, 1x Mechanical Gong Bell, 1x Solenoid Valve, & 2x pressure Switch) without Compressor, UL Listed, LIFECO-UK, Model Number LF-DIPA. | Number LF-DIPA. | 6054.5817 | 22250.5878
LIFECO-UK |  |  | Pre-Action Valve consist of Deluge Valve size 4", 250 psi working pressure, flange connection ANSI B16.5, for vertical mounting, Ductile Iron, material, with all standard accessories: (1x Riser Check Valve, 1x Wet Trim, 3x Pressure Gauge, 1x Mechanical Gong Bell, 1x Solenoid Valve, & 2x pressure Switch) without Compressor, UL Listed, LIFECO-UK, Model Number LF-DIPA. | Number LF-DIPA. | 4792.1566 | 17611.1754
LIFECO-UK |  |  | Pre-Action Valve consist of Deluge Valve size 3", 250 psi working pressure, flange connection ANSI B16.5, for vertical mounting, Ductile Iron, material, with all standard accessories: (1x Riser Check Valve, 1x Wet Trim, 3x Pressure Gauge, 1x Mechanical Gong Bell, 1x Solenoid Valve, & 2x pressure Switch) without Compressor, UL Listed, LIFECO-UK, Model Number LF-DIPA. | Number LF-DIPA. | 4444.9322 | 16335.1258
LIFECO-UK |  |  | Pre-Action Valve consist of Deluge Valve size 2", 250 psi working pressure, flange connection ANSI B16.5, for vertical mounting, Ductile Iron, material, with all standard accessories: (1x Riser Check Valve, 1x Wet Trim, 3x Pressure Gauge, 1x Mechanical Gong Bell, 1x Solenoid Valve, & 2x pressure Switch) without Compressor, UL Listed, LIFECO-UK, Model Number LF-DIPA. | Number LF-DIPA. | 4318.4597 | 15870.3395
Pre-Action Set (Grooved)
LIFECO-UK |  |  | Pre-Action Valve consist of Deluge Valve size 8", 250 psi working pressure, Grooved End Connection, for vertical mounting, Ductile Iron, material, with all standard accessories:(1x Riser Check Valve, 1x Wet Trim, 3x Pressure Gauge, 1x Mechanical Gong Bell, 1x Solenoid Valve, & 2x pressure Switch) without Compressor, UL Listed, LIFECO-UK, Model Number LF-DIPA. | Number LF-DIPA. | 7001.9754 | 25732.2597
LIFECO-UK |  |  | Pre-Action Valve consist of Deluge Valve size 6", 250 psi working pressure, Grooved End Connection, for vertical mounting, Ductile Iron, material, with all standard accessories:(1x Riser Check Valve, 1x Wet Trim, 3x Pressure Gauge, 1x Mechanical Gong Bell, 1x Solenoid Valve, & 2x pressure Switch) without Compressor, UL Listed, LIFECO-UK, Model Number LF-DIPA. | Number LF-DIPA. | 5590.0828 | 20543.5545
LIFECO-UK |  |  | Pre-Action Valve consist of Deluge Valve size 4", 250 psi working pressure Grooved End Connection, for vertical mounting, Ductile Iron, material, with all standard accessories:(1x Riser Check Valve, 1x Wet Trim, 3x Pressure Gauge, 1x Mechanical Gong Bell, 1x Solenoid Valve, & 2x pressure Switch) without Compressor, UL Listed, LIFECO-UK, Model Number LF-DIPA. | Number LF-DIPA. | 4628.8921 | 17011.1786
LIFECO-UK |  |  | Pre-Action Valve consist of Deluge Valve size 3", 250 psi working pressure, Grooved End Connection, for vertical mounting, Ductile Iron, material, with all standard accessories:(1x Riser Check Valve, 1x Wet Trim, 3x Pressure Gauge, 1x Mechanical Gong Bell, 1x Solenoid Valve, & 2x pressure Switch) without Compressor, UL Listed, LIFECO-UK, Model Number LF-DIPA. | Number LF-DIPA. | 4240.2767 | 15583.017
LIFECO-UK |  |  | Pre-Action Valve consist of Deluge Valve size 2", 250 psi working pressure, Grooved End Connection, for vertical mounting, Ductile Iron, material, with all standard accessories:(1x Riser Check Valve, 1x Wet Trim, 3x Pressure Gauge, 1x Mechanical Gong Bell, 1x Solenoid Valve, & 2x pressure Switch) without Compressor, UL Listed, LIFECO-UK, Model Number LF-DIPA. | Number LF-DIPA. | 4164.3933 | 15304.1453
Air Compressor
|  |  | Air Compressor for Pre-Action System, Oil-Less, Riser Mount, 50 Hz, 220-240V, 1/4 kW (1/3 HP), 207 US Gallon (785 Litter) @ 2.7 Bar Model OLR25033AC-50 | OLR25033AC-50 | 3450.42 | 12680.2935
|  |  | Air Compressor for Pre-Action System, Oil-Less, Riser Mount, 60 Hz, 208-230V, 1/4 kW (1/3 HP), 250 US Gallon (946 Litter) @ 2.7 Bar Model OLR25033AC | OLR25033AC | 3450.42 | 12680.2935
Air Maintenance Device.
|  |  | Air Maintenance Device |  | 434.6068 | 1597.18
Water Based System Accessories
Item of | LIFECO-UK Item Code | Supplier Item Code | Description |  | LIFECO-UK GP (USD) | LIFECO-UK GP (AED)
Water Flow Indicator
LIFECO-UK |  |  | Indicator Water Flow, Saddle Type, 2" (50mm), LIFECO-UK, UL/FM Approved, Model LF-WFS-450 | LF-WFS-450 | 102.2171 | 375.6478
LIFECO-UK | FFSSY05WFS060UL6002 | FFSSY05WFS060UL6002 | Indicator Water Flow Saddle Type, 2.5" (65mm), LIFECO, UL/FM-Listed Model LF-JZL-65 | LF-JZL-65 | 102.2171 | 375.6478
LIFECO-UK |  |  | Indicator Water Flow, Saddle Type, 3" (80mm), LIFECO-UK, UL/FM Approved, Model LF-WFS-450 | LF-WFS-450 | 102.2171 | 375.6478
LIFECO-UK |  |  | Indicator Water Flow, Saddle Type, 4" (100mm), LIFECO-UK, UL/FM Approved, Model LF-WFS-450 | LF-WFS-450 | 102.2171 | 375.6478
LIFECO-UK |  |  | Indicator Water Flow, Saddle Type, 6" (150mm), LIFECO-UK, UL/FM Approved, Model LF-WFS-450 | LF-WFS-450 | 104.6508 | 384.5918
LIFECO-UK | FFSSY05WFS200UL6007 | FFSSY05WFS200UL6007 | Indicator Water Flow, Saddle Type, 8" (200mm), LIFECO-UK, FM Approved, Model LF-WFS-450 | LF-WFS-450 | 109.5183 | 402.4798
Pressure Switch
LIFECO-UK | FFVLV23ALV020163006 | FFVLV23ALV020163006 | Pressure Switch 4-20psi, 1 set of SPDT, UL/FM approved, LIFECO-UK Model LF-PS10-1 | LF-PS10-1 | Discontinued | Discontinued
LIFECO-UK |  |  | Pressure Switch, System Pressure 300 psi, Factory Adjestment 5-7 psi, 2 sets of SPDT, IP66, UL/FM approved, LIFECO-UK, Model LF-WPS | LF-WPS | 92.2824 | 339.1378
LIFECO-UK |  |  | Pressure Switch 10-100 psi, 1 set of SPDT, UL/FM approved, LIFECO-UK Model LF-PS40-1 | LF-PS40-1 | Upon Request | Upon Request
LIFECO-UK |  |  | Pressure Switch 10-200 psi, 1 set of SPDT, UL/FM approved, LIFECO-UK Model LF-PS120-1 | LF-PS120-1 | Upon Request | Upon Request
LIFECO-UK |  |  | Pressure Switch 4-20psi, 2 sets of SPDT, UL/FM approved, LIFECO-UK Model LF-PS10-2 | LF-PS10-2 | Discontinued | Discontinued
LIFECO-UK |  |  | Pressure Switch 10-100 psi, 2 sets of SPDT, UL/FM approved, LIFECO-UK Model LF-PS40-2 | LF-PS40-2 | Upon Request | Upon Request
LIFECO-UK |  |  | Pressure Switch 10-200 psi, 2 sets of SPDT, UL/FM approved, LIFECO-UK Model LF-PS120-2 | LF-PS120-2 | Upon Request | Upon Request
Test & Drain Valve
LIFECO-UK | FFVLV23ITD130V43001 | FFVLV23ITD130V43001 | LIFECO-UK Test and Drain Valve, 300 psi, 1" NPT Female Threaded inlet and outlet connection, UL/FM Approved, Model LF-TND | LF-TND | 82.1252 | 301.81
LIFECO-UK | FFVLV23ITD131163112 | FFVLV23ITD131163112 | LIFECO-UK Test and Drain Valve, 300 psi, 1.25" NPT Female Threaded inlet and outlet connection, UL/FM Approved, Model LF-TND | LF-TND | 143.3578 | 526.84
LIFECO-UK |  |  | LIFECO-UK Test and Drain Valve, 300 psi, 1.5" NPT Female Threaded inlet and outlet connection, UL/FM Approved, Model LF-TND | LF-TND | 216.8109 | 796.78
LIFECO-UK | FFVLV23ITD130V43002 | FFVLV23ITD130V43002 | LIFECO-UK Test and Drain Valve, 300 psi, 2" NPT Female Threaded inlet and outlet connection, UL/FM Approved, Model LF-TND | LF-TND | 241.4476 | 887.32
Pressure Gauge
LIFECO-UK |  |  | LIFECO-UK Pressure Gauge (LF-PG), ¼" BSPT Connection,Pressure Range 0-300psi (0-21 bar) Max, Dial Size 3 ½", UL & FM, Model PFE3935R1R11T2-LIFECO | PFE3935R1R11T2-LIFECO | 20.6906 | 76.038
LIFECO-UK Hose Valve
ITEM OF | LIFECO-UK Item Code | Supplier Item Code | Description |  | LIFECO-UK GP (USD) | LIFECO-UK GP (AED)
Angle Hose Valve (Cast Brass)
LIFECO-UK |  |  | Angle Valve, Cast Brass, 1½" NPT thread Female inlet with 1½" NPT Female thread outlet, W/O Cap & Chain, UL/FM Listed - UL668, LIFECO-UK, Model LF-AH-15 | LF-AH-15 | 52.8898 | 194.37
LIFECO-UK |  |  | Angle Hose Valve, Cast Brass , 1½" NPT thread Female inlet with 1½" NST Male thread outlet, W/O Cap & Chain, UL/FM Approved, LIFECO-UK, Model LF-AH-20 | LF-AH-20 | 52.8898 | 194.37
LIFECO-UK |  |  | Angle Valve, Cast Brass, 2½" NPT thread Female inlet with 2½" NPT Female thread outlet, W/O Cap & Chain, UL/FM Listed - UL668, LIFECO-UK, Model LF-AH-25 | LF-AH-25 | 105.7769 | 388.73
LIFECO-UK |  |  | Angle Valve, Cast Brass, 2½" NPT thread Female inlet with 2½" NST Male thread outlet, W/O Cap & Chain, UL/FM Listed - UL668, LIFECO-UK, Model LF-AH-30 | LF-AH-30 | 105.7769 | 388.73
Pressure Restricting Angle Hose Valve (Cast Brass)
LIFECO-UK |  |  | Pressure Restricting Angle Hose Valve, 175 psi, Female 1½" NPT Inlet with 1½" NST Male hose thread outlet, Cast Brass, W/O Cap & Chain, UL/FM Approved, LIFECO-UK, Model LF-RV-AH20 | LF-RV-AH20 | 71.3959 | 262.38
LIFECO-UK | FFVLV23ANG040098006 | FFVLV23ANG040098006 | Angle Valve Pressure Restricting, 175 psi, Female 2½" NPT Inlet with 2½" NST Male hose thread outlet, Cast Brass, W/O Cap & Chain,FM Approved, LIFECO-UK, Model RV-AH30 | RV-AH30 | 148.0871 | 544.22
LIFECO-UK |  |  | Angle Valve Pressure Restricting, 175 psi, Female 1½" NPT Inlet with 1½" NPT Female hose thread outlet, Cast Brass, W/O Cap & Chain, UL/FM Approved, LIFECO-UK, Model LF-RV-AH15 | LF-RV-AH15 | 71.3959 | 262.38
LIFECO-UK | FFVLV23ANG040098008 | FFVLV23ANG040098008 | Angle Valve Pressure Restricting, 175 psi, Female 2½" NPT Inlet with 2½" NPT Female hose thread outlet, Cast Brass, W/O Cap & Chain, FM Approved, LIFECO-UK, Model RV-AH25 | RV-AH25 | 148.0871 | 544.22
Angle Hose Valve (Chrome Finishing)
LIFECO-UK |  |  | Angle Hose Valve, Brass Body and Chrome Finishing, 1½" NPT thread Female inlet with 1½" NPT Female thread outlet, W/O Cap & Chain, UL/FM Approved, LIFECO-UK, Model LF-AH-15 | LF-AH-15 | 52.8898 | 194.37
LIFECO-UK |  |  | Angle Hose Valve, Brass Body and Chrome Finishing, 1½" NPT thread Female inlet with 1½" NST Male thread outlet, W/O Cap & Chain, UL/FM Approved, LIFECO-UK, Model LF-AH-20 | LF-AH-20 | 52.8898 | 194.37
LIFECO-UK |  |  | Angle Hose Valve, Brass Body and Chrome Finishing, 2½" NPT thread Female inlet with 2½" NPT Female thread outlet, W/O Cap & Chain, UL/FM Approved, LIFECO-UK, Model LF-AH-25 | LF-AH-25 | 105.7769 | 388.73
LIFECO-UK |  |  | Angle Hose Valve, Brass Body and Chrome Finishing, 2½" NPT thread Female inlet with 2½" NST Male thread outlet, W/O Cap & Chain, UL/FM Approved, LIFECO-UK, Model LF-AH-30 | LF-AH-30 | 105.7769 | 388.73
Pressure Restricting Angle Hose Valve (Chrome Finishing)
LIFECO-UK |  |  | Pressure Restricting Angle Hose Valve, 175 psi, Female 1½" NPT Inlet with 1½" NST Male hose thread outlet, Brass Body and Chrome Finishing, W/O Cap & Chain, UL/FM Approved, LIFECO-UK, Model LF-RV-AH20 | LF-RV-AH20 | 71.3959 | 262.38
LIFECO-UK |  |  | Pressure Restricting Angle Hose Valve, 175 psi, Female 2½" NPT Inlet with 2½" NST Male hose thread outlet, Brass Body and Chrome Finishing, W/O Cap & Chain, UL/FM Approved, LIFECO-UK, Model LF-RV-AH30 | LF-RV-AH30 | 148.0871 | 544.22
LIFECO-UK |  |  | Pressure Restricting Angle Hose Valve, 175 psi, Female 1½" NPT Inlet with 1½" NPT Female hose thread outlet, Brass Body and Chrome Finishing, W/O Cap & Chain, UL/FM Approved, LIFECO-UK, Model LF-RV-AH15 | LF-RV-AH15 | 71.3959 | 262.38
LIFECO-UK |  |  | Pressure Restricting Angle Hose Valve, 175 psi, Female 2½" NPT Inlet with 2½" NPT Female hose thread outlet, Brass Body and Chrome Finishing, W/O Cap & Chain, UL/FM Approved, LIFECO-UK, Model LF-RV-AH25 | LF-RV-AH25 | 148.0871 | 544.22
Cap and Chain for Angle Hose Valve
LIFECO-UK |  |  | Female Cap and Chain, 1.5" NST Size, Brass Made, Brass Finishing. |  | 7.47 | 27.4522
LIFECO-UK |  |  | Female Cap and Chain, 2.5" NST Size, Brass Made, Brass Finishing. |  | 10.37 | 38.1097
LIFECO-UK |  |  | Female Cap and Chain, 2.5" NST Size, Plastic Made, Red Colour Finishing. |  | 2.23 | 8.1952
LIFECO-UK |  |  | Male Cap and Chain, 2.5" NPT Size, Brass Made, Brass Finishing. |  | 11.385 | 41.8399
SYNTHETIC HOSES, NOZLES & ACCESSOREIS
Item of | LIFECO-UK Item Code | Supplier Item Code | Description |  | LIFECO-UK GP (USD) | LIFECO-UK GP (AED)
30 Meter Hose
UL Listed Synthetic Hoses White Color With Aluminium NST Couplings
LIFECO-UK |  |  | Hose Synthetic Single Jacket 1.5" x 30 Mtrs. with Aluminium Anodized NST Coupling, 200psi Working Pressure, White Color, UL Listed, LIFECO-UK, Model LF4015SJ | LF4015SJ | 115.0769 | 422.9078
LIFECO-UK |  |  | Hose Synthetic Single Jacket 2.5" x 30 Mtrs. with Aluminium Anodized NST Coupling, 200psi Working Pressure, White Color, UL Listed, LIFECO-UK, Model LF4025SJ | LF4025SJ | 193.2939 | 710.3551
LIFECO-UK |  |  | Hose Synthetic Double Jacket 1.5" x 30 Mtrs. with Aluminium Anodized NST Coupling, 300psi Working Pressure, White Color, UL Listed, LIFECO-UK, Model LF4015DJ | LF4015DJ | 155.7841 | 572.5065
LIFECO-UK |  |  | Hose Synthetic Double Jacket 2.5" x 30 Mtrs. with Aluminium Anodized NST Coupling , 300psi Working Pressure, White Color, UL Listed, LIFECO-UK, Model LF4025DJ | LF4025DJ | 263.8166 | 969.5259
UL Listed Synthetic Hoses White Color With Aluminium Morris Couplings
LIFECO-UK |  |  | Hose Synthetic Single Jacket 1.5" x 30 Mtrs. with Morris Std. Aluminium Anodized Coupling, 200psi Working Pressure, White Color, UL Listed, LIFECO-UK, Model LF4015SJ | LF4015SJ | 121.1856 | 445.3571
LIFECO-UK |  |  | Hose Synthetic Single Jacket 2.5" x 30 Mtrs. with Morris Std. Aluminium Anodized Coupling, 200psi Working Pressure, White Color, UL Listed, LIFECO-UK, Model LF4025SJ | LF4025SJ | 182.4803 | 670.615
LIFECO-UK |  |  | Hose Synthetic Double Jacket 1.5" x 30 Mtrs. with Morris Std. Aluminium Anodized Coupling, 300psi Working Pressure, White Color, UL Listed, LIFECO-UK, Model LF4015DJ | LF4015DJ | 161.8928 | 594.9559
LIFECO-UK |  |  | Hose Synthetic Double Jacket 2.5" x 30 Mtrs. with Morris Std. Aluminium Anodized Coupling , 300psi Working Pressure, White Color, UL Listed, LIFECO-UK, Model LF4025DJ | LF4025DJ | 255.7323 | 939.8163
UL Listed Synthetic Hoses White Color With Brass NST Couplings
LIFECO-UK |  |  | Hose Synthetic Single Jacket 1.5" x 30 Mtrs. with Brass NST Coupling, 200psi Working Pressure, White Color, UL Listed, LIFECO-UK, Model LF4015SJ | LF4015SJ | 123.3951 | 453.4771
LIFECO-UK |  |  | Hose Synthetic Single Jacket 2.5" x 30 Mtrs. with Brass NST Coupling, 200psi Working Pressure, White Color, UL Listed, LIFECO-UK, Model LF4025SJ | LF4025SJ | 227.7364 | 836.9313
LIFECO-UK |  |  | Hose Synthetic Double Jacket 1.5" x 30 Mtrs. with Brass NST Coupling, 300psi Working Pressure, White Color, UL Listed, LIFECO-UK, Model LF4015DJ | LF4015DJ | 164.1023 | 603.0758
LIFECO-UK |  |  | Hose Synthetic Double Jacket 2.5" x 30 Mtrs. with Brass NST Coupling, 300psi Working Pressure, White Color, UL Listed, LIFECO-UK, Model LF4025DJ | LF4025DJ | 298.2591 | 1096.102
UL Listed Synthetic Hoses White Color With Brass Morris Couplings
LIFECO-UK |  |  | Hose Synthetic Single Jacket 1.5" x 30 Mtrs. with Brass Morris Couplings, 200psi Working Pressure, White Color, UL Listed, LIFECO-UK, Model LF4015SJ | LF4015SJ | 170.2629 | 625.7163
LIFECO-UK |  |  | Hose Synthetic Single Jacket 2.5" x 30 Mtrs. with Brass Morris Couplings, 200psi Working Pressure, White Color, UL Listed, LIFECO-UK, Model LF4025SJ | LF4025SJ | 232.9353 | 856.0372
LIFECO-UK |  |  | Hose Synthetic Double Jacket 1.5" x 30 Mtrs. with Brass Morris Couplings, 300psi Working Pressure, White Color, UL Listed, LIFECO-UK, Model LF4015DJ | LF4015DJ | 210.9701 | 775.315
LIFECO-UK |  |  | Hose Synthetic Double Jacket 2.5" x 30 Mtrs. with Brass Morris Couplings, 300psi Working Pressure, White Color, UL Listed, LIFECO-UK, Model LF4025DJ | LF4025DJ | 303.4319 | 1115.1124
UL Listed Synthetic Hoses Red Color With Aluminium NST Couplings
LIFECO-UK |  |  | Hose Synthetic Single Jacket 1.5" x 30 Mtrs. with Aluminium Anodized NST Coupling, 200psi Working Pressure, Red Color, UL Listed, LIFECO-UK, Model LF4015SJ | LF4015SJ | 126.1765 | 463.6987
LIFECO-UK |  |  | Hose Synthetic Single Jacket 2.5" x 30 Mtrs. with Aluminium Anodized NST Coupling, 200psi Working Pressure, Red Color, UL Listed, LIFECO-UK, Model LF4025SJ | LF4025SJ | 202.184 | 743.0261
LIFECO-UK |  |  | Hose Synthetic Double Jacket 1.5" x 30 Mtrs. with Aluminium Anodized NST Coupling, 300psi Working Pressure, Red Color, UL Listed, LIFECO-UK, Model LF4015DJ | LF4015DJ | 169.821 | 624.0923
LIFECO-UK |  |  | Hose Synthetic Double Jacket 2.5" x 30 Mtrs. with Aluminium Anodized NST Coupling , 300psi Working Pressure, Red Color, UL Listed, LIFECO-UK, Model LF4025DJ | LF4025DJ | 276.0339 | 1014.4246
UL Listed Synthetic Hoses Red Color With Aluminium Morris Couplings
LIFECO-UK |  |  | Hose Synthetic Single Jacket 1.5" x 30 Mtrs. with Morris Std. Aluminium Anodized Coupling, 200psi Working Pressure, Red Color, UL Listed, LIFECO-UK, Model LF4015SJ | LF4015SJ | 132.2852 | 486.1481
LIFECO-UK |  |  | Hose Synthetic Single Jacket 2.5" x 30 Mtrs. with Morris Std. Aluminium Anodized Coupling, 200psi Working Pressure, Red Color, UL Listed, LIFECO-UK, Model LF4025SJ | LF4025SJ | 191.3703 | 703.286
LIFECO-UK |  |  | Hose Synthetic Double Jacket 1.5" x 30 Mtrs. with Morris Std. Aluminium Anodized Coupling, 300psi Working Pressure, Red Color, UL Listed, LIFECO-UK, Model LF4015DJ | LF4015DJ | 174.1101 | 639.8546
LIFECO-UK |  |  | Hose Synthetic Double Jacket 2.5" x 30 Mtrs. with Morris Std. Aluminium Anodized Coupling , 300psi Working Pressure, Red Color, UL Listed, LIFECO-UK, Model LF4025DJ | LF4025DJ | 265.2203 | 974.6844
UL Listed Synthetic Hoses Red Color With Brass NST Couplings
LIFECO-UK |  |  | Hose Synthetic Single Jacket 1.5" x 30 Mtrs. with Brass NST Coupling, 200psi Working Pressure, Red Color, UL Listed, LIFECO-UK, Model LF4015SJ | LF4015SJ | 134.5207 | 494.3636
LIFECO-UK |  |  | Hose Synthetic Single Jacket 2.5" x 30 Mtrs. with Brass NST Coupling, 200psi Working Pressure, Red Color, UL Listed, LIFECO-UK, Model LF4025SJ | LF4025SJ | 236.6265 | 869.6023
LIFECO-UK |  |  | Hose Synthetic Double Jacket 1.5" x 30 Mtrs. with Brass NST Coupling, 300psi Working Pressure, Red Color, UL Listed, LIFECO-UK, Model LF4015DJ | LF4015DJ | 176.3456 | 648.0701
LIFECO-UK |  |  | Hose Synthetic Double Jacket 2.5" x 30 Mtrs. with Brass NST Coupling, 300psi Working Pressure, Red Color, UL Listed, LIFECO-UK, Model LF4025DJ | LF4025DJ | 310.4764 | 1141.0008
UL Listed Synthetic Hoses Red Color With Brass Morris Couplings
LIFECO-UK |  |  | Hose Synthetic Single Jacket 1.5" x 30 Mtrs. with Brass Morris Couplings, 200psi Working Pressure, Red Color, UL Listed, LIFECO-UK, Model LF4015SJ | LF4015SJ | 181.3625 | 666.5072
LIFECO-UK |  |  | Hose Synthetic Single Jacket 2.5" x 30 Mtrs. with Brass Morris Couplings, 200psi Working Pressure, Red Color, UL Listed, LIFECO-UK, Model LF4025SJ | LF4025SJ | 241.8253 | 888.7081
LIFECO-UK |  |  | Hose Synthetic Double Jacket 1.5" x 30 Mtrs. with Brass Morris Couplings, 300psi Working Pressure, Red Color, UL Listed, LIFECO-UK, Model LF4015DJ | LF4015DJ | 223.1874 | 820.2137
LIFECO-UK |  |  | Hose Synthetic Double Jacket 2.5" x 30 Mtrs. with Brass Morris Couplings, 300psi Working Pressure, Red Color, UL Listed, LIFECO-UK, Model LF4025DJ | LF4025DJ | 315.6753 | 1160.1066
15 Meter Hose
UL Listed Synthetic Hoses White Color With Aluminium NST Couplings
LIFECO-UK |  |  | Hose Synthetic Single Jacket 1.5" x 15 Mtrs. with Aluminium Anodized NST Coupling, 200psi Working Pressure, White Color, UL Listed, LIFECO-UK, Model LF4015SJ | LF4015SJ
LIFECO-UK |  |  | Hose Synthetic Single Jacket 2.5" x 15 Mtrs. with Aluminium Anodized NST Coupling, 200psi Working Pressure, White Color, UL Listed, LIFECO-UK, Model LF4025SJ | LF4025SJ
LIFECO-UK |  |  | Hose Synthetic Double Jacket 1.5" x 15 Mtrs. with Aluminium Anodized NST Coupling, 300psi Working Pressure, White Color, UL Listed, LIFECO-UK, Model LF4015DJ | LF4015DJ
LIFECO-UK |  |  | Hose Synthetic Double Jacket 2.5" x 15 Mtrs. with Aluminium Anodized NST Coupling , 300psi Working Pressure, White Color, UL Listed, LIFECO-UK, Model LF4025DJ | LF4025DJ
UL Listed Synthetic Hoses White Color With Aluminium Morris Couplings
LIFECO-UK |  |  | Hose Synthetic Single Jacket 1.5" x 15 Mtrs. with Morris Std. Aluminium Anodized Coupling, 200psi Working Pressure, White Color, UL Listed, LIFECO-UK, Model LF4015SJ | LF4015SJ
LIFECO-UK |  |  | Hose Synthetic Single Jacket 2.5" x 15 Mtrs. with Morris Std. Aluminium Anodized Coupling, 200psi Working Pressure, White Color, UL Listed, LIFECO-UK, Model LF4025SJ | LF4025SJ
LIFECO-UK |  |  | Hose Synthetic Double Jacket 1.5" x 15 Mtrs. with Morris Std. Aluminium Anodized Coupling, 300psi Working Pressure, White Color, UL Listed, LIFECO-UK, Model LF4015DJ | LF4015DJ
LIFECO-UK |  |  | Hose Synthetic Double Jacket 2.5" x 15 Mtrs. with Morris Std. Aluminium Anodized Coupling , 300psi Working Pressure, White Color, UL Listed, LIFECO-UK, Model LF4025DJ | LF4025DJ
UL Listed Synthetic Hoses White Color With Brass NST Couplings
LIFECO-UK |  |  | Hose Synthetic Single Jacket 1.5" x 15 Mtrs. with Brass NST Coupling, 200psi Working Pressure, White Color, UL Listed, LIFECO-UK, Model LF4015SJ | LF4015SJ
LIFECO-UK |  |  | Hose Synthetic Single Jacket 2.5" x 15 Mtrs. with Brass NST Coupling, 200psi Working Pressure, White Color, UL Listed, LIFECO-UK, Model LF4025SJ | LF4025SJ
LIFECO-UK |  |  | Hose Synthetic Double Jacket 1.5" x 15 Mtrs. with Brass NST Coupling, 300psi Working Pressure, White Color, UL Listed, LIFECO-UK, Model LF4015DJ | LF4015DJ
LIFECO-UK |  |  | Hose Synthetic Double Jacket 2.5" x 15 Mtrs. with Brass NST Coupling, 300psi Working Pressure, White Color, UL Listed, LIFECO-UK, Model LF4025DJ | LF4025DJ
UL Listed Synthetic Hoses White Color With Brass Morris Couplings
LIFECO-UK |  |  | Hose Synthetic Single Jacket 1.5" x 15 Mtrs. with Brass Morris Couplings, 200psi Working Pressure, White Color, UL Listed, LIFECO-UK, Model LF4015SJ | LF4015SJ
LIFECO-UK |  |  | Hose Synthetic Single Jacket 2.5" x 15 Mtrs. with Brass Morris Couplings, 200psi Working Pressure, White Color, UL Listed, LIFECO-UK, Model LF4025SJ | LF4025SJ
LIFECO-UK |  |  | Hose Synthetic Double Jacket 1.5" x 15 Mtrs. with Brass Morris Couplings, 300psi Working Pressure, White Color, UL Listed, LIFECO-UK, Model LF4015DJ | LF4015DJ
LIFECO-UK |  |  | Hose Synthetic Double Jacket 2.5" x 15 Mtrs. with Brass Morris Couplings, 300psi Working Pressure, White Color, UL Listed, LIFECO-UK, Model LF4025DJ | LF4025DJ
UL Listed Synthetic Hoses Red Color With Aluminium NST Couplings
LIFECO-UK |  |  | Hose Synthetic Single Jacket 1.5" x 15 Mtrs. with Aluminium Anodized NST Coupling, 200psi Working Pressure, Red Color, UL Listed, LIFECO-UK, Model LF4015SJ | LF4015SJ
LIFECO-UK |  |  | Hose Synthetic Single Jacket 2.5" x 15 Mtrs. with Aluminium Anodized NST Coupling, 200psi Working Pressure, Red Color, UL Listed, LIFECO-UK, Model LF4025SJ | LF4025SJ
LIFECO-UK |  |  | Hose Synthetic Double Jacket 1.5" x 15 Mtrs. with Aluminium Anodized NST Coupling, 300psi Working Pressure, Red Color, UL Listed, LIFECO-UK, Model LF4015DJ | LF4015DJ
LIFECO-UK |  |  | Hose Synthetic Double Jacket 2.5" x 15 Mtrs. with Aluminium Anodized NST Coupling , 300psi Working Pressure, Red Color, UL Listed, LIFECO-UK, Model LF4025DJ | LF4025DJ
UL Listed Synthetic Hoses Red Color With Aluminium Morris Couplings
LIFECO-UK |  |  | Hose Synthetic Single Jacket 1.5" x 15 Mtrs. with Morris Std. Aluminium Anodized Coupling, 200psi Working Pressure, Red Color, UL Listed, LIFECO-UK, Model LF4015SJ | LF4015SJ
LIFECO-UK |  |  | Hose Synthetic Single Jacket 2.5" x 15 Mtrs. with Morris Std. Aluminium Anodized Coupling, 200psi Working Pressure, Red Color, UL Listed, LIFECO-UK, Model LF4025SJ | LF4025SJ
LIFECO-UK |  |  | Hose Synthetic Double Jacket 1.5" x 15 Mtrs. with Morris Std. Aluminium Anodized Coupling, 300psi Working Pressure, Red Color, UL Listed, LIFECO-UK, Model LF4015DJ | LF4015DJ
LIFECO-UK |  |  | Hose Synthetic Double Jacket 2.5" x 15 Mtrs. with Morris Std. Aluminium Anodized Coupling , 300psi Working Pressure, Red Color, UL Listed, LIFECO-UK, Model LF4025DJ | LF4025DJ
UL Listed Synthetic Hoses Red Color With Brass NST Couplings
LIFECO-UK |  |  | Hose Synthetic Single Jacket 1.5" x 15 Mtrs. with Brass NST Coupling, 200psi Working Pressure, Red Color, UL Listed, LIFECO-UK, Model LF4015SJ | LF4015SJ
LIFECO-UK |  |  | Hose Synthetic Single Jacket 2.5" x 15 Mtrs. with Brass NST Coupling, 200psi Working Pressure, Red Color, UL Listed, LIFECO-UK, Model LF4025SJ | LF4025SJ
LIFECO-UK |  |  | Hose Synthetic Double Jacket 1.5" x 15 Mtrs. with Brass NST Coupling, 300psi Working Pressure, Red Color, UL Listed, LIFECO-UK, Model LF4015DJ | LF4015DJ
LIFECO-UK |  |  | Hose Synthetic Double Jacket 2.5" x 15 Mtrs. with Brass NST Coupling, 300psi Working Pressure, Red Color, UL Listed, LIFECO-UK, Model LF4025DJ | LF4025DJ
UL Listed Synthetic Hoses Red Color With Brass Morris Couplings
LIFECO-UK |  |  | Hose Synthetic Single Jacket 1.5" x 15 Mtrs. with Brass Morris Couplings, 200psi Working Pressure, Red Color, UL Listed, LIFECO-UK, Model LF4015SJ | LF4015SJ
LIFECO-UK |  |  | Hose Synthetic Single Jacket 2.5" x 15 Mtrs. with Brass Morris Couplings, 200psi Working Pressure, Red Color, UL Listed, LIFECO-UK, Model LF4025SJ | LF4025SJ
LIFECO-UK |  |  | Hose Synthetic Double Jacket 1.5" x 15 Mtrs. with Brass Morris Couplings, 300psi Working Pressure, Red Color, UL Listed, LIFECO-UK, Model LF4015DJ | LF4015DJ
LIFECO-UK |  |  | Hose Synthetic Double Jacket 2.5" x 15 Mtrs. with Brass Morris Couplings, 300psi Working Pressure, Red Color, UL Listed, LIFECO-UK, Model LF4025DJ | LF4025DJ
Non Listed Synthetic Hoses With Morris & NST Couplings
LIFECO-UK |  |  | Hose Synthetic 1.5"x 30 Mtrs, Single Jacket, with Aluminum Instantaneous Morris Couplings, LIFECO-UK
LIFECO-UK |  |  | Hose Synthetic 2.5"x 30 Mtrs, Single Jacket, with Aluminum Instantaneous Morris Couplings, LIFECO-UK
LIFECO-UK |  |  | Hose Synthetic 1.5"x 30 Mtrs, Double Jacket, with Aluminum Instantaneous Morris Couplings, LIFECO-UK
LIFECO-UK |  |  | Hose Synthetic 2.5"x 30 Mtrs, Double Jacket, with Aluminum Instantaneous Morris Couplings, LIFECO-UK
LIFECO-UK |  |  | Hose Synthetic 1.5"x 30 Mtrs, Single Jacket, with Brass Instantaneous Morris Couplings, LIFECO-UK
LIFECO-UK |  |  | Hose Synthetic 2.5"x 30 Mtrs, Single Jacket, with Brass Instantaneous Morris Couplings, LIFECO-UK
LIFECO-UK |  |  | Hose Synthetic 1.5"x 30 Mtrs, Double Jacket, with Brass Instantaneous Morris Couplings, LIFECO-UK
LIFECO-UK |  |  | Hose Synthetic 2.5"x 30 Mtrs, Double Jacket, with Brass Instantaneous Morris Couplings, LIFECO-UK
LIFECO-UK |  |  | Hose Synthetic 1.5"x 30 Mtrs, Single Jacket, with Aluminum NST Couplings, LIFECO-UK
LIFECO-UK |  |  | Hose Synthetic 2.5"x 30 Mtrs, Single Jacket, with Aluminum NST Couplings, LIFECO-UK
LIFECO-UK |  |  | Hose Synthetic 1.5"x 30 Mtrs, Double Jacket, with Aluminum NST Couplings, LIFECO-UK
LIFECO-UK |  |  | Hose Synthetic 2.5"x 30 Mtrs, Double Jacket, with Aluminum NST Couplings, LIFECO-UK
LIFECO-UK |  |  | Hose Synthetic 1.5"x 30 Mtrs, Single Jacket, with Brass NST Couplings, LIFECO-UK
LIFECO-UK |  |  | Hose Synthetic 2.5"x 30 Mtrs, Single Jacket, with Brass NST Couplings, LIFECO-UK
LIFECO-UK |  |  | Hose Synthetic 1.5"x 30 Mtrs, Double Jacket, with Brass NST Couplings, LIFECO-UK
LIFECO-UK |  |  | Hose Synthetic 2.5"x 30 Mtrs, Double Jacket, with Brass NST Couplings, LIFECO-UK
Non Listed Hose Nozzles For Rubber Hose
LIFECO-UK |  | SF-CABOTH149 | Nozzle Jet, Spray and Close, Rotary Type, 3 way control, Straight-Spray-Shut off, Size 3/4", Plastic Red Colour, LIFECO-UK,Model A | A | 4.774 | 17.5444
LIFECO-UK |  | SF-CABOTH150 | Nozzle Jet, Spray and Close, Rotary Type, 3 way control, Straight-Spray-Shut off, Size 1", Plastic Red Colour, LIFECO-UK,Model A | A | 4.774 | 17.5444
LIFECO-UK |  | SF-CABOTH151 | Nozzle Jet and Close, Handle Type, 2 way control, Straight-Shut off, Size 3/4", Brass Finish, LIFECO-UK,Model B | B | 13.2946 | 48.8578
LIFECO-UK |  | SF-CABOTH152 | Nozzle Jet and Close, Handle Type, 2 way control, Straight-Shut off, Size 1", Brass Finish, LIFECO-UK,Model B | B | 13.5968 | 49.9682
LIFECO-UK |  | SF-CABOTH153 | Nozzle Jet and Close, Handle Type, 2 way control, Straight-Shut off, Size 3/4", Chrome Finish Brass, LIFECO-UK,Model B | B | 14.2011 | 52.189
LIFECO-UK |  | SF-CABOTH154 | Nozzle Jet and Close, Handle Type, 2 way control, Straight-Shut off, Size 1", Chrome Finish Brass, LIFECO-UK,Model B | B | 14.5032 | 53.2994
LIFECO-UK |  | SF-CABOTH155 | Nozzle Jet, Spray and Close, Rotary Type, 3 way control, Straight-Spray-Shut off, Size 1", Chrome Finish Brass, LIFECO-UK,Model C | C | 17.2226 | 63.2931
LIFECO-UK |  | SF-CABOTH156 | Nozzle Jet, Spray and Close, Rotary Type, 3 way control, Straight-Spray-Shut off, Size 1", Brass Finish, LIFECO-UK,Model C | C | 16.3162 | 59.9619
Couplings & Adapter
LIFECO-UK |  | 012002010006 | Female Adapter x Female Thread (Single LUG) Brass with Cap and Chain 2.5'' Inlet Female NST thread, outlet Female BS366 2.5'' , LIFECO-UK, Model LF-ADJM250BR FFS C&C-Hose Accessories | LF-ADJM250BR FFS C&C-Hose Accessories | 37.3627 | 137.3078
LIFECO-UK |  | 010005010001 | Nipple for Hose Rack 2.5 X 2.5 NPT Double Male Threaded Brass LIFECO-UK |  | 34.807 | 127.9156
LIFECO-UK |  | 012004010018 | REDUCER COUPLING BRASS MATERIALS CHROME FINISH, 1.5'' FEMALE NST WITH TAIL 1'' |  | 13.8398 | 50.8614
LIFECO-UK |  | 126064200218 | REDUCER COUPLING BRASS MATERIALS BRASS FINISH, 1.5'' FEMALE NST WITH TAIL 1'' |  | 10.1531 | 37.3128
LIFECO-UK |  | 012002010012 | Nipple for Branch 2.5” Male NST X 2.5” Male Morris Brass Finish |  | 22.25 | 81.7687
LIFECO-UK |  | 010005010008 | Nipple for Branch 1.5” Male NST X 2.5” Male Morris Brass Finish |  | 21.3016 | 78.2835
LIFECO-UK |  | 231007201669 | COUPLING 2.5" X 2.5", INLET FEMALE NST X OUTLET MALE NPT, BRASS MATERIALS |  | 22.6613 | 83.2804
HOSE NOZZLES
LIFECO-UK |  |  | Jet Spray Hose Nozzle, 2.5" BS336 inlet, Aluminium Body, 3 way control (Jet-Spray-Shut off), Size 2.5", 14m Throwrange, LIFECO-UK, Model LF-HN65 | LF-HN65 | 35.3741 | 130
LIFECO-UK | FFCAB03BRN030132004 | FFCAB03BRN030132004 | BRANCH (FOG NOZZLE) 1.5” NST BRASS JET & SPRAY UL LISTED, LIFECO-UK, Model LFSHN40 | LFSHN40 | 35.6422 | 130.985
LIFECO-UK | FFCAB03BRN030132006 | FFCAB03BRN030132006 | BRANCH (FOG NOZZLE) 2.5” NST BRASS JET & SPRAY UL LISTED, LIFECO-UK, Model LFSHN65 | LFSHN65 | 59.7812 | 219.696
LIFECO-UK | FFCAB03BRN030132108 | FFCAB03BRN030132108 | BRANCH (FOG NOZZLE) 2.5” BS336 Instantaneous Fire Hose Coupling BRASS JET & SPRAY, UL LISTED, LIFECO-UK, Model LFSHN65 | LFSHN65 | 62.0844 | 228.16
LIFECO-UK EMERGENCY & EXIT LIGHTS
Item of | LIFECO-UK Item Code | Supplier Item Code | Description |  | LIFECO-UK GP (USD) | LIFECO-UK GP (AED)
Emergency Bulkhead Light
LIFECO-UK |  |  | Emergency/Exit Light Bulkhead, LED, Surface Type, 5W (maintained) - 1.5W(non-maintained), UL Listed, LIFECO-UK, Model LF-LED-500F | LF-LED-500F | 17.9619 | 66.01
LIFECO-UK |  |  | Emergency Light Bulkhead, LED, Surface Type, 5W (maintained) - 1.5W(non-maintained),UL Listed, LIFECO-UK, Model LF-LED-500C | LF-LED-500C | 17.9619 | 66.01
LIFECO-UK |  |  | Ceiling Mounting Bracket for Recessed Type. |  | 2.9842 | 10.9671
LIFECO-UK |  |  | Pictogram direction sticker Size:292.5*95.70 mm (Length* width) |  | 0.3066 | 1.1268
Emergency Double Head Light
LIFECO-UK |  |  | Emergency Light Double Head, LED Type, 3Hrs Duration, 2.5W Input Power, UL Listed, LIFECO-UK, Model LF-LED-600B * Max mounting height 3.1 meter | LF-LED-600B * Max mounting height 3.1 meter | 22.7184 | 83.49
LIFECO-UK |  |  | Emergency Light Double Head, LED Type, 1.5 Hrs Duration, 2.5W Input Power, UL Listed, LIFECO-UK, Model LF-LED-600A * Max mounting height 4.9 meter | LF-LED-600A * Max mounting height 4.9 meter | 22.7184 | 83.49
LIFECO-UK Conventional Fire Alarm
Item of | LIFECO-UK Item Code | Supplier Item Code | Description |  | LIFECO-UK GP (USD) | LIFECO-UK GP (AED)
Conventional Control Panel
LIFECO-UK |  |  | LIFECO-UK Conventional Fire Detection and Alarm Control Panel, 1 Zone (Expandable to 2 Zone), Comply to EN54, 220VAC, 50/60Hz, without Battery, Model LF-CCP50-1 | LF-CCP50-1 | 118.6531 | 436.05
LIFECO-UK | FFFAL04CPL040098003N | FFFAL04CPL040098003N | Control Panel Conventional 4 Zone without Battery , LIFECO-UK, Model Eagle 4 | Eagle 4 | 151.1102 | 555.33
LIFECO-UK | FFFAL04CPL040098006N | FFFAL04CPL040098006N | Control Panel Conventional 8 Zone without Battery LIFECO-UK, Model Eagle 8 | Eagle 8 | 211.0751 | 775.7011
LIFECO-UK | FFFAL04CPL040098007N | FFFAL04CPL040098007N | Control Panel Conventional 12 Zone without Battery , LIFECO-UK, Model Eagle 12 | Eagle 12 | 344.268 | 1265.1849
LIFECO-UK | FFFAL04CPL040098009N | FFFAL04CPL040098009N | Control Panel Conventional 16 Zone without Battery , LIFECO-UK, Model Eagle 16 | Eagle 16 | 431.7424 | 1586.6535
Initiating Device - Conventional Detectors
LIFECO-UK |  | FFFAL04DTNEW129800U | LIFECO-UK Conventional Smoke Detector with Base, UL Listed, Model LF-S50 | LF-S50 | 16.32 | 60
LIFECO-UK |  | FFFAL04DTH070098006U | LIFECO-UK Conventional Heat Detector with Base, UL Listed, Model LF-F50 | LF-F50 | 15.7 | 58
LIFECO-UK |  |  | LIFECO-UK Conventional Combined Smoke & Heat Detector with Base, UL Listed, Model LF-FS50 | LF-FS50 | 21.7687 | 80
LIFECO-UK |  |  | LIFECO-UK Conventional Rate of Rise Heat Detector with Base, UL Listed, Model LF-F50R | LF-F50R | 19.0476 | 70
Initiating Device - Conventional Manual Call Point
LIFECO-UK |  |  | Manual Call Point Conventional, ULen Listed, LIFECO-UK, Model LF-MCP100 | LF-MCP100 | 14.96 | 55
LIFECO-UK |  |  | Plastic Flip Cover for Manual Call Point LF-MCP100, Model LF-PFC | LF-PFC | 3.2762 | 12.04
Notification Device
LIFECO-UK | FFFAL04BEL021198003 | FFFAL04BEL021198003 | Bell Fire Alarm Conventional 6” 24vdc, UL Listed, LIFECO-UK, Model LFB16 | LFB16 | 23.1293 | 85
LIFECO-UK |  |  | Bell Fire Alarm Conventional 8” 24vdc, UL Listed, LIFECO-UK, Model LFB8 | LFB8 | 24.4898 | 90
LIFECO-UK |  |  | Weatherproof Bell Fire Alarm Back Box |  | 9.198 | 33.8026
LIFECO-UK | FFFAL04SRN160098009 | FFFAL04SRN160098009 | Siren 24vdc , LIFECO-UK, Model LF/SI | LF/SI | 3.5048 | 12.88
LIFECO-UK | FFFAL04SRN160098006 | FFFAL04SRN160098006 | Siren with Strobe 24vdc , LIFECO-UK, Model LF/SS | LF/SS | 4.37 | 16.0597
LIFECO-UK | FFFAL04SRN160023002 | FFFAL04SRN160023002 | Conventional Siren with Flasher Model LF-AV-4125 | LF-AV-4125 | 9.2 | 33.81
LIFECO-UK |  |  | LIFECO-UK Conventional Sounder, Surface Mounted, Red, ULen Listed, Model: LF-1010RSX | : LF-1010RSX | 48.1034 | 176.78
LIFECO-UK | FFFAL04SUN1701VMP2 | FFFAL04SUN1701VMP2 | LIFECO-UK Conventional Sounder VID, Surface Mounted, Red, ULen Listed, Model: LF-1110RSR | : LF-1110RSR | 51.2082 | 188.19
LED Remote Indicator
LIFECO-UK |  |  | Indicator Remote Led 24 vdc, Colour white, LIFECO-UK, Model LFR-100 | LFR-100 | 2.3 | 8.4525
Stand Alone/Battery Operated Detectors
LIFECO-UK | FFFAL04DTS091098009 | FFFAL04DTS091098009 | Battery Operated Smoke Detector Conventional, 9 VDC, 220 VAC, LIFECO-UK, Model LF-SD-41 | LF-SD-41 | 5.7453 | 21.114
LIFECO-UK |  |  | Battery Operated Heat Detector 57C, Conventional, 9 VDC, 220 VAC, LIFECO-UK, Model LF-HD-42 | LF-HD-42 | 5.7453 | 21.114
GAS DETECTOR
LIFECO-UK |  |  | Gas Detector (LPG), CE Marked, 230 ACV, 50/60Hz MODEL: LIFECO-UK GLF-GDW | : LIFECO-UK GLF-GDW | 92 | 338.1
Detector Tester Kit
LIFECO-UK |  |  | LIFECO-UK Smoke and Heat Detectors Tester including standard pole extends from 2 to 3 meter, charger 100-240V-50-60Hz, 1 x 100ml Smoke Oil Bottle, Remote Control, Bag, and Universal Detectors Removal Head. |  | 1530 | 5622.75
LIFECO-UK |  |  | LIFECO-UK Liquid Smoke Oil Bottle 100ml. |  | 47 | 172.725
LIFECO-UK |  |  | LIFECO-UK Extension Pole up to 6m, fold length 1.5m. |  | 542 | 1991.85
LIFECO-UK |  |  | LIFECO-UK Extension Pole up to 10m, fold length 1.8m. |  | 706 | 2594.55
LIFECO-UK UL Fire Alarm System
ITEM OF | LIFECO-UK Item Code | Supplier Item Code | Description |  | LIFECO-UK GP (USD) | LIFECO-UK GP (AED)
MATRIX Fire Alarm Control Panel, Repeater and Accessoreis
LIFECO-UK |  |  | Matrix, 4 slot, Standard Enclosure, English, 5.25A 115V, 2 Loop, Red, No Printer, UL listed - LIFECO-UK, Model LF-M101H1-10 | LF-M101H1-10 | 3575.9514 | 13141.6214
LIFECO-UK |  |  | Matrix, 4 slot, Standard Enclosure, English, 5.25A 115V, 2 Loop, Red, Printer, 48 LED's,UL listed - LIFECO-UK, Model LF-M101H1-14 | LF-M101H1-14 | 4620.269 | 16979.4886
LIFECO-UK |  |  | Matrix, 4 slot, Standard Enclosure, English, 5.25A 115V, 2 Loop, Red, No Printer, 48 LED's,UL listed - LIFECO-UK, Model LF-M101H1-15 | LF-M101H1-15 | 3793.737 | 13941.9834
LIFECO-UK |  |  | Matrix, 4 slot, Standard Enclosure, English, 5.25A 115V, 2 Loop, Red, No Printer, 96 LED's, UL listed - LIFECO-UK, Model LF-M101H1-16 | LF-M101H1-16 | 3951.9655 | 14523.4733
LIFECO-UK |  |  | Matrix, 4 slot, Standard Enclosure, English, 5.25A 115V, 2 Loop, Red, No Printer, 144 LED’s, UL listed - LIFECO-UK, Model LF-M101H1-17 | LF-M101H1-17 | 4115.8048 | 15125.5828
LIFECO-UK |  |  | Matrix, 4 slot, Standard Enclosure, English, 5.25A 230V, 2 Loop, Red, No Printer, UL listed - LIFECO-UK, Model LF-M102H1-10 | LF-M102H1-10 | 3405.5892 | 12515.5401
LIFECO-UK |  |  | Matrix, 4 slot, Standard Enclosure, English, 5.25A 230V, 2 Loop, Red, Printer, 48 LED's, UL listed - LIFECO-UK, Model LF-M102H1-14 | LF-M102H1-14 | 4620.269 | 16979.4886
LIFECO-UK |  |  | Matrix, 4 slot, Standard Enclosure, English, 5.25A 230V, 2 Loop, Red, No Printer, 48 LED's, UL listed - LIFECO-UK, Model LF-M102H1-15 | LF-M102H1-15 | 3794.1739 | 13943.589
LIFECO-UK |  |  | Matrix, 4 slot, Standard Enclosure, English, 5.25A 230V, 2 Loop, Red, No Printer, 96 LED's, UL listed - LIFECO-UK, Model LF-M102H1-16 | LF-M102H1-16 | 3952.8393 | 14526.6845
LIFECO-UK |  |  | Matrix, 4 slot, Standard Enclosure, English, 5.25A 230V, 2 Loop, Red, No Printer, 144 LED’s, UL listed - LIFECO-UK, Model LF-M102H1-17 | LF-M102H1-17 | 4114.7931 | 15121.8645
LIFECO-UK |  |  | Matrix, 4 slot, Standard Enclosure, English, 10.25A , 2 Loop, Red, No Printer, UL listed - LIFECO-UK, Model LF-M103H1-10 | LF-M103H1-10 | 4171.2918 | 15329.4972
LIFECO-UK |  |  | Matrix, 4 slot, Standard Enclosure, English, 10.25A , 2 Loop, Red, Printer, 48 LED's, UL listed - LIFECO-UK, Model LF-M103H1-14 | LF-M103H1-14 | 5194.569 | 19090.0409
LIFECO-UK |  |  | Matrix, 4 slot, Standard Enclosure, English, 10.25A , 2 Loop, Red, No Printer, 48 LED's, UL listed - LIFECO-UK, Model LF-M103H1-15 | LF-M103H1-15 | 4277.0687 | 15718.2276
LIFECO-UK |  |  | Matrix, 4 slot, Standard Enclosure, English, 10.25A , 2 Loop, Red, No Printer, 96 LED's, UL listed - LIFECO-UK, Model LF-M103H1-16 | LF-M103H1-16 | 4520.8157 | 16613.9976
LIFECO-UK |  |  | Matrix, 4 slot, Standard Enclosure, English, 10.25A , 2 Loop, Red, No Printer, 144 LED’s, UL listed - LIFECO-UK, Model LF-M103H1-17 | LF-M103H1-17 | 4684.0801 | 17213.9944
LIFECO-UK |  |  | Matrix, 4 slot, Deep Enclosure, English, 10.25A , 2 Loop, Red, No Printer, UL listed - LIFECO-UK, Model LF-M303H1-10 | LF-M303H1-10 | 4249.4747 | 15616.8197
LIFECO-UK |  |  | Matrix, 4 slot, Deep Enclosure, English, 10.25A , 2 Loop, Red, Printer, 48 LED's, UL listed - LIFECO-UK, Model LF-M303H1-14 | LF-M303H1-14 | 5275.0514 | 19385.814
LIFECO-UK |  |  | Matrix, 4 slot, Deep Enclosure, English, 10.25A , 2 Loop, Red, No Printer, 48 LED's, UL listed - LIFECO-UK, Model LF-M303H1-15 | LF-M303H1-15 | 4438.0337 | 16309.7738
LIFECO-UK |  |  | Matrix, 4 slot, Deep Enclosure, English, 10.25A , 2 Loop, Red, No Printer, 96 LED's, UL listed - LIFECO-UK, Model LF-M303H1-16 | LF-M303H1-16 | 4599.8035 | 16904.2777
LIFECO-UK |  |  | Matrix, 4 slot, Deep Enclosure, English, 10.25A , 2 Loop, Red, No Printer, 144 LED’s, UL listed - LIFECO-UK, Model LF-M303H1-17 | LF-M303H1-17 | 4761.7802 | 17499.5422
LIFECO-UK |  |  | Matrix, 8 slot, Deep Enclosure, English, 10.25A , 2 Loop, Red, No Printer, UL listed - LIFECO-UK, Model LF-M903H1-10 | LF-M903H1-10 | 4336.8557 | 15937.9448
LIFECO-UK |  |  | Matrix, 8 slot, Deep Enclosure, English, 10.25A , 2 Loop, Red, Printer, 48 LED's, UL listed - LIFECO-UK, Model LF-M903H1-14 | LF-M903H1-14 | 5362.4324 | 19706.9391
LIFECO-UK |  |  | Matrix, 8 slot, Deep Enclosure, English, 10.25A , 2 Loop, Red, No Printer, 48 LED's, UL listed - LIFECO-UK, Model LF-M903H1-15 | LF-M903H1-15 | 4526.4954 | 16634.8707
LIFECO-UK |  |  | Matrix, 8 slot, Deep Enclosure, English, 10.25A , 2 Loop, Red, No Printer, 96 LED's, UL listed - LIFECO-UK, Model LF-M903H1-16 | LF-M903H1-16 | 4688.6791 | 17230.8957
LIFECO-UK |  |  | Matrix, 8 slot, Deep Enclosure, English, 10.25A , 2 Loop, Red, No Printer, 144 LED’s, UL listed - LIFECO-UK, Model LF-M903H1-17 | LF-M903H1-17 | 4851.9436 | 17830.8926
LIFECO-UK |  |  | LIFECO-UK Matrix UL Demo Case |  | 0 | 0
LIFECO-UK |  |  | LIFECO-UK Matrix UL Vision Network Repeater - surface - Red Model LF-MC00NC-10 | LF-MC00NC-10 | 1575.157 | 5788.7021
LIFECO-UK |  |  | LIFECO-UK Matrix UL network module (Ethernet and IFAM) Model LF-M-S723 | LF-M-S723 | 479.9285 | 1763.7372
LIFECO-UK |  |  | LIFECO-UK Matrix UL 2 loop card Model LF-M-S758 | LF-M-S758 | 719.8583 | 2645.4791
LIFECO-UK |  |  | LIFECO-UK Matrix UL 8 way relay module Model LF-M-S791 | LF-M-S791 | 430.0064 | 1580.2734
LIFECO-UK |  |  | LIFECO-UK Matrix UL Media Gateway module Model LF-M-S788 | LF-M-S788 | 961.1907 | 3532.3759
LIFECO-UK |  |  | LIFECO-UK Matrix UL Vision Network Annunciator module Model LF-M-S787 | LF-M-S787 | 1218.7346 | 4478.8498
LIFECO-UK |  |  | LIFECO-UK Matrix UL Front panel board Model LF-M-S721 | LF-M-S721 | 1349.5762 | 4959.6924
LIFECO-UK |  |  | FACP UL Back board Model LF-M-S722 | LF-M-S722 | 407.0114 | 1495.7668
LIFECO-UK |  |  | FACP UL Extension board Model LF-M-S786 | LF-M-S786 | 311.0763 | 1143.2053
LIFECO-UK |  |  | FACP UL Printer Model LF-M-S768 | LF-M-S768 | 838.1675 | 3080.2656
LIFECO-UK |  |  | FACP UL Zone LED module Model LF-M-S771 | LF-M-S771 | 171.0827 | 628.7291
LIFECO-UK |  |  | FACP UL System A board Model LF-M-S769 | LF-M-S769 | 407.9082 | 1499.0626
LIFECO-UK |  |  | FACP UL System B board Model LF-M-S770 | LF-M-S770 | 362.5851 | 1332.5001
LIFECO-UK |  |  | Matrix 5.25 Amp Power Supply Kit (240V) Model LF-M-S406 | LF-M-S406 | 805.2847 | 2959.4211
LIFECO-UK |  |  | Matrix 10.25 Amp Power Supply Kit Model LF-M-S408 | LF-M-S408 | 428.8106 | 1575.8791
LIFECO-UK |  |  | Matrix 16 Channel I/O board Model LF-M-K1171-00 | LF-M-K1171-00 | 479.9285 | 1763.7372
LIFECO-UK |  |  | Matrix 16 Channel I/O board Interface c/w board Model LF-M-K0770-11 | LF-M-K0770-11 | 671.9137 | 2469.2829
LIFECO-UK |  |  | Matrix 16 Channel I/O board Interface c/w 2 boards Model LF-M-K0770-12 | LF-M-K0770-12 | 1151.8192 | 4232.9356
LIFECO-UK |  |  | Matrix 16 Channel I/O board Interface c/w 3 boards Model LF-M-K0770-13 | LF-M-K0770-13 | 1631.7477 | 5996.6728
LIFECO-UK |  |  | LIFECO-UK Matrix UL (4 slot) flushing collar Model KM5FCRD | KM5FCRD | 180.7227 | 664.1561
LIFECO-UK |  |  | LIFECO-UK Matrix UL Vision Repeater flushing collar Model KM1098RD | KM1098RD | 65.5631 | 240.9445
LIFECO-UK |  |  | Thermal Printer Paper Roll (Pack of 20) - 58mm Wide Model KB3472 | KB3472 | 191.9024 | 705.2413
Initiating Device - Addressable Detectors with Base
LIFECO-UK |  |  | LIFECO-UK, PHOTO ELECTRIC SMOKE SENSOR, BONE PC, UL Listed, Model LF-ALO | LF-ALO
LIFECO-UK |  |  | ATJ-EA HEAT SENSOR, BONE PC,UL Listed, LIFECO-UK, Model LE-ATJ-EA | LE-ATJ-EA
LIFECO-UK |  |  | LIFECO-UK, MULTI CRITERIA SENSOR, UL Listed, LIFECO-UK, Model LF-ACE-V | LF-ACE-V
LIFECO-UK |  |  | 4" ANALOG SENSOR BASE, BONE PC, UL Listed, LIFECO-UK, Model LE-YBN-NSA47 | LE-YBN-NSA47
LIFECO-UK |  |  | 6" ANALOG SENSOR BASE, BONE PC, UL Listed, LIFECO-UK, Model LE-HSB-NSA67 | LE-HSB-NSA67
LIFECO-UK |  |  | ANALOG SOUNDER BASE (AUX POWER), UL Listed, LIFECO-UK, Model LE-ASB7 | LE-ASB7
LIFECO-UK |  |  | LIFECO-UK, DUCT DETECTOR WITH PHOTO ELECTRIC SMOKE SENSOR, UL Listed, Model LF-DH-100-A | LF-DH-100-A
Initiating Device - Addressable Manual Pull Station
LIFECO-UK |  |  | SINGLE ACTION ADDRESSABLE MANUAL PULL STATION, UL Listed, LIFECO-UK, Model LE-DCP-AMS | LE-DCP-AMS
LIFECO-UK |  |  | DUAL ACTION ADDRESSABLE MANUAL PULL STATION, UL Listed, LIFECO-UK, Model LE-DCP-AMS-LP | LE-DCP-AMS-LP
LIFECO-UK |  |  | DUAL ACTION COVER, Model: DA-C | : DA-C
LIFECO-UK |  |  | PULL STATION BACK BOX, LIFECO-UK, Model: LPS-BB | : LPS-BB
Addressable Modules
LIFECO-UK |  |  | FAST RESPONSE CONTACT MODULE, W/ FACE PLATE FOR 4" BOX, UL Listed, LIFECO-UK, Model LE-DCP-FRCMA | LE-DCP-FRCMA
LIFECO-UK |  |  | CONVENTIONAL ZONE MODULE,UL Listed, LIFECO-UK, Model LE-DCP-CZM | LE-DCP-CZM
LIFECO-UK |  |  | DUAL INPUT MONITOR MODULE, WITH FACE PLATE INDICATING/LED, UL Listed, LIFECO-UK, Model LE-DCP-DIMM | LE-DCP-DIMM
LIFECO-UK |  |  | DUAL RELAY MODULE 4", 1 AMP @ 24VDC or 0.5 AMP @ 120VAC ,UL Listed, LIFECO-UK, Model LE-DCP-R2M | LE-DCP-R2M
LIFECO-UK |  |  | DUAL RELAY MODULE 4", 2 AMPS @ 24VDC or 1 AMP @ 120VAC, UL Listed, LIFECO-UK, Model LE-DCP-R2ML | LE-DCP-R2ML
LIFECO-UK |  |  | DUAL RELAY MODULE 4", 2 AMPS @24VDC or 1 AMP @! 120VAC, w/ISOLATOR, UL Listed, LIFECO-UK, Model LE-DCP-R2ML-I | LE-DCP-R2ML-I
LIFECO-UK |  |  | DUAL RELAY MODULE 4", 8 AMPS @ 24VDC or 2 AMPS @ 120VAC, UL Listed, LIFECO-UK, Model LE-DCP-R2MH | LE-DCP-R2MH
LIFECO-UK |  |  | DUAL RELAY MODULE 4", 8 AMPS @ 24VDC or 2 AMPS @ 120VAC, w/ISOLATOR, UL Listed, LIFECO-UK, Model LE-DCP-R2MH-I | LE-DCP-R2MH-I
LIFECO-UK |  |  | SUPERVISED OUTPUT MODULE 4" CLASS A, UL Listed, LIFECO-UK, Model LE-DCP-SOM-A | LE-DCP-SOM-A
LIFECO-UK |  |  | SUPERVISED OUTPUT MODULE 4" CLASS A ISOLATOR, UL Listed, LIFECO-UK, Model LE-DCP-SOM-AI | LE-DCP-SOM-AI
LIFECO-UK |  |  | SHORT CIRCUIT ISOLATOR , UL Listed, LIFECO-UK, Model LE-DCP-SCI | LE-DCP-SCI
Hochiki |  |  | FAST RESPONSE CONTACT MODULE, UL Listed, Model DCP-FRCME-P | DCP-FRCME-P
Initiating Device - Conventional Detectors and Base
LIFECO-UK |  |  | LIFECO-UK, CONVENTIONAL PHOTOELECTRIC SMOKE DETECTOR, UL Listed, Model LE-SOE-24V | LE-SOE-24V
LIFECO-UK |  |  | LIFECO-UK, CONVENTIONAL MULTI HEAT AND PHOTOELECTRIC SMOKE DETECTOR, UL Listed, Model LE-SOE-24H | LE-SOE-24H
LIFECO-UK |  |  | 135 DEGREE, FIXED TEMP. HEAT DETECTOR (USE HSC220L BASE), UL Listed, LIFECO-UK, Model LE-DFE-135 | LE-DFE-135
LIFECO-UK |  |  | 190 DEGREE, FIXED TEMP. HEAT DETECTOR (USE HSC220L BASE), UL Listed, LIFECO-UK, Model LE-DFE-190 | LE-DFE-190
LIFECO-UK |  |  | 135 DEGREE, FIXED TEMP./RATE OF RISE HEAT DETECTOR, UL Listed, LIFECO-UK, Model LE-DCD-135 | LE-DCD-135
LIFECO-UK |  |  | 190 DEGREE, FIXED TEMP./RATE OF RISE HEAT DETECTOR, UL Listed, LIFECO-UK, Model LE-DCD-190 | LE-DCD-190
LIFECO-UK |  |  | RATE OF RISE HEAT DETECTOR , UL Listed, LIFECO-UK, Model LE-DSC-EA | LE-DSC-EA
LIFECO-UK |  |  | Projected BEAM Smoke DETECTOR, UL Listed, LIFECO-UK, Model LE-SPC-24 | LE-SPC-24
LIFECO-UK |  |  | 2 WIRE, 6" DETECTOR BASE, 24 VDC, UL Listed, Model NS6-220 | NS6-220
LIFECO-UK |  |  | 2 WIRE, 6" DETECTOR BASE, 24 VDC WHITE, UL Listed, Model NS6-220W | NS6-220W
LIFECO-UK |  |  | 2 WIRE, 4" DETECTOR BASE, 24 VDC, UL Listed, Model NS4-220 | NS4-220
LIFECO-UK |  |  | 2 WIRE, 4" DETECTOR BASE, 24 VDC WHITE, UL Listed, Model NS4-220W | NS4-220W
LIFECO-UK |  |  | 6" RELAY BASE, 24 VDC, UL Listed, Model HSC-220R | HSC-220R
LIFECO-UK |  |  | 4-WIRE, 6" RELAY BASE, 24 VDC BONE, UL Listed, LIFECO-UK, Model LE-HSC-4R | LE-HSC-4R
LIFECO-UK |  |  | LIFECO-UK,CONVENTIONAL PHOTO DUCT DETECTOR, UL Listed, Model LF-DH-100-P | LF-DH-100-P
LIFECO-UK |  |  | SAMPLING TUBE 2.5 FT, LIFECO-UK, Model STS-2.5 | STS-2.5
LIFECO-UK |  |  | SAMPLING TUBE 5 FT, LIFECO-UK, Model STS-5.0 | STS-5.0
LIFECO-UK |  |  | SAMPLING TUBE 10 FT, LIFECO-UK, Model STS-10 | STS-10
MISC. (Duct Detector Accessories)
HOCHIKI |  |  | REMOTE ALARM LED, Model: MS-RA | : MS-RA
HOCHIKI |  |  | REMOTE ALARM LED AND PILOT LED (DH-98AR ONLY), Model: MS-RA/P | : MS-RA/P
HOCHIKI |  |  | REMOTE ALARM LED & PUSH-BUTTON TEST/RESST SWITCH (DH-98AR ONLY), Model: MS-RA/R | : MS-RA/R
Initiating Device - Conventional Manual Pull Station
LIFECO-UK |  |  | PULL STATION, DUAL ACTION, INCLUDES GLASS ROD, UL Listed, LIFECO-UK, Model LE-HPS-DAH | LE-HPS-DAH
LIFECO-UK |  |  | PULL STATION, SINGLE ACTION, WEATHER PROOF, UL Listed, LIFECO-UK, Model LE-HPS-SAH-WP | LE-HPS-SAH-WP
HOCHIKI |  |  | PULL STATION, SINGLE ACTION, EXPLOSIVE WEATHER PROOF (HA LABELED), UL Listed, Model HPS-SA-EX/WP | HPS-SA-EX/WP
HOCHIKI |  |  | P/S SINGLE ACTION WITH PRE-SIGNAL KEY (HA LABELED), UL Listed, Model HPS-SAH-PSK | HPS-SAH-PSK
HOCHIKI |  |  | MANUAL PULL STATION FOR FIRE SUPPRESSION RELEASE, Model: HPS-DAK-SR | : HPS-DAK-SR
Miscellaneous
HOCHIKI |  |  | DUAL SLC LOOP EXPANDER CARD, Nodel: FN-4127-SLC
HOCHIKI |  |  | NETWORK INTERFACE CARD, Model: FN-4127-NIC | : FN-4127-NIC
HOCHIKI |  |  | 16 CHANNEL INPUT/OUTPUT BOARD, Model: FN-4127-IO | : FN-4127-IO
HOCHIKI |  |  | FNP-LED-R FireNET Graphix LED Annunicator
HOCHIKI |  |  | BATTERY CABINET SURFACE MOUNT,RED Model: FN-ACC-R | : FN-ACC-R
HOCHIKI |  |  | HAND-HELD PROGRAMMER, Model: AP7 | : AP7
HOCHIKI |  |  | CONFIGURATION LEAD (NON JACKETED), Model: X187 | : X187
HOCHIKI |  |  | TEST FILTER KIT, Model: SPB-24/24N | : SPB-24/24N
HOCHIKI |  |  | EOLR 12V/24V END OF LINE RELAY, UL Listed, LIFECO-UK, Model PAM-4 | PAM-4
HOCHIKI |  |  | Conventional Photoelectric Smoke Detector, Model: SOC-E-IS | : SOC-E-IS
HOCHIKI |  |  | HEAT DET. EEX1A11CT5 55C, Model: DCD-1E-IS | : DCD-1E-IS
HOCHIKI |  |  | INTRINSICALLY SAFE BASE, Model: YBN-R/4IS | : YBN-R/4IS
HOCHIKI |  |  | CALLPOINT IS NO/470 FLEX FLUSH, Model: CCP-E-IS | : CCP-E-IS
HOCHIKI |  |  | short circuit isolator base, Model: LF-SCI-B47 | : LF-SCI-B47
HOCHIKI |  |  | SHORT CIRCUIT ISOLATOR BASE, BONE, Model: LF-SCI-B67 | : LF-SCI-B67
HOCHIKI |  |  | Analog Low Frequency Sounder Base, Model: ASBL-7 | : ASBL-7
HOCHIKI |  |  | ISOLATED BARRIER, Model: KFD0-CS-EX2.51P | : KFD0-CS-EX2.51P
HOCHIKI |  |  | ENCLOURE-BARRIER/ISOLATOR, Model: DX070 | : DX070
MISC. (Notification Appliances)
HOCHIKI |  |  | WEATHERPROOF OUTDOOR STROBE 24VDC/75CD/RED (UL), Model: WHES24-75WR | : WHES24-75WR | 108.4856 | 398.6845
HOCHIKI |  |  | WEATHERPROOF HORN/STROBE/24VDC/75CD/RED(UL), Model: WHEC24-75WR | : WHEC24-75WR | 133.3687 | 490.13
HOCHIKI |  |  | Horn w/Strobe. Red Clr.24 VDC, Model HEC24-1575WR UL | HEC24-1575WR UL
HOCHIKI |  |  | HORN 24VDC/ RED (UL), Model: HEH24-WR | : HEH24-WR
HOCHIKI |  |  | STROBE 24VDC/15/30/60/75DC WALL MOUNT-RED, Model: HES3-24WR | : HES3-24WR
HOCHIKI |  |  | HORN/STROBE 24VDC/15/30/60/75CD/WALL MOUNT/RED, Model: HEC3-24WR | : HEC3-24WR
MISC. (Fiber Optic Solution)
HOCHIKI |  |  | RS232/422/485 (Hochiki) to Fiber Optic Multi Mode Converter W/ST Connectors (5km), Model: TCF-142-M-ST | : TCF-142-M-ST
HOCHIKI |  |  | RS-232/422/485 TO FIBER OPTIC SINGLE MODE CONVERTER W/SC CONNECTORS (40km), Model: TCF-142-S-ST | : TCF-142-S-ST
MISC. (POWER SUPPLIES/EXTENDER)
HOCHIKI |  |  | POWER EXTENDER, 6 AMP, SYNC NOTIFICATION (220V) MODEL PE-6SN (220V) | PE-6SN (220V)
HOCHIKI |  |  | POWER EXTENDER, 10 AMP, SYNC NOTIFICATION (220V) MODEL PE-10SN (220V) | PE-10SN (220V)
HOCHIKI |  |  | 2.5AMP 24VDC, AUXILIARY POWER SUPPLY, RED, 220V MODEL FN-300X/220V | FN-300X/220V
HOCHIKI |  |  | 4AMP 24VDC, AUXILIARY POWER SUPPLY, RED, 220V MODEL FN-400X/220V | FN-400X/220V
HOCHIKI |  |  | 6AMP 24VDC, AUXILIARY POWER SUPPLY, RED, 220V MODEL FN-600X/220V | FN-600X/220V
HOCHIKI |  |  | 10AMP 24VDC, AUXILIARY POWER SUPPLY, RED, 220V MODEL FN-1024X/220V | FN-1024X/220V
Releasing Extinguishant Panel
Item of | LIFECO-UK Item Code | Supplier Item Code | Description |  | LIFECO-UK GP (USD) | LIFECO-UK GP (AED)
HAWK SERIES
LIFECO-UK |  |  | LIFECO-UK HAWK Releasing Panel, SUF/M panel, red, 230v, UL/FM Approved, Model LF1810-12 | LF1810-12
LIFECO-UK | FFFAL04CPLHAW273050 | FFFAL04CPLHAW273050 | LIFECO-UK HAWK Releasing Panel, SUF/M panel, red, 230v, UL/FM Approved, Model LF1810-13 | LF1810-13 | 600.0064 | 2205.0234
LIFECO-UK | FFFAL04CPLABRT00021 | FFFAL04CPLABRT00021 | LIFECO-UK Abort Switch Surface mount - red, UL/FM Approved, Model LF1823-10 | LF1823-10 | 89.6805 | 329.5757
LIFECO-UK | FFFAL04CPLMNU273050 | FFFAL04CPLMNU273050 | LIFECO-UK Manual extinguishant disablement switches, UL/FM Approved, Model LF1832-10 | LF1832-10 | 134.0608 | 492.6735
LIFECO-UK |  |  | LIFECO-UK Lamp Status Unit Surface mount - red, UL/FM Approved, model LF1821-11 | LF1821-11 | 209.4154 | 769.6016
LIFECO-UK |  |  | LIFECO-UK Lamp Status Unit Flush mount - red, UL/FM Approved, Model LF1821-12 | LF1821-12 | 222.7542 | 818.6218
LIFECO-UK |  |  | LIFECO-UK Lamp Status UnitW/mod slct key switch S/M, UL/FM Approved, Model LF1821-13 | LF1821-13 | 235.6067 | 865.8546
LIFECO-UK |  |  | LIFECO-UK Lamp Status UnitW/mod slct key switch FL/M, UL/FM Approved, Model LF1821-14 | LF1821-14 | 254.1651 | 934.0566
LIFECO-UK | FFFAL04CPLAANC00021 | FFFAL04CPLAANC00021 | LIFECO-UK Ancillary PCB w/Enclsre W/cabinet -red, UL/FM Approved, Model LF1822-10 | LF1822-10 | 349.041 | 1282.7257
Non-Listed Releasing Series
LIFECO-UK | FFFAL04CPL040098015 | FFFAL04CPL040098015 | Conventional Extinguishing Control Panel 24vdc with Battery, LIFECO-UK, Model LF/EX | LF/EX | 321.9249 | 1183.074
LIFECO-UK | FFFAL04BKG030098012 | FFFAL04BKG030098012 | Manual Release Station Conventional with cover yellow/A, LIFECO-UK, Model LF/RS | LF/RS | 10.6395 | 39.1
Battery for Extinguishing Panel
LIFECO-UK |  | 001023200003 | FIRE ALARM SYS. BATTERY 12V 7AH,(SEALED LEAD ACID, FOR EXTINGUISHING PANEL, STANDARD APPROVE |  | 53 | 194.775
UL HFC227ea System 360PSI & 600PSI
Item of | LIFECO-UK Item Code | Supplier Item Code | Description |  | LIFECO-UK GP (USD) | LIFECO-UK GP (AED)
360 PSI CYLINDERS
LIFECO-UK |  |  | LIFECO-UK HFC 227ea Cylinder 360 PSI storage Pressure, 16.6 L with Cylinder Valve Ø33mm, UL Listed, Part LF227SP-25-16.6C | LF227SP-25-16.6C | 1231.3444 | 4525.1907
LIFECO-UK |  |  | LIFECO-UK HFC 227ea Cylinder 360 PSI storage Pressure, 28.3 L with Cylinder Valve Ø33mm, UL Listed, Part LF227SP-25-28.3C | LF227SP-25-28.3C | 1343.2848 | 4936.5716
LIFECO-UK |  |  | LIFECO-UK HFC 227ea Cylinder 360 PSI storage Pressure, 40 L with Cylinder Valve Ø49mm, UL Listed, Part LF227SP-25-40M | LF227SP-25-40M | 1679.106 | 6170.7145
LIFECO-UK |  |  | LIFECO-UK HFC 227ea Cylinder 360 PSI storage Pressure, 50 L with Cylinder Valve Ø49mm, UL Listed, Part LF227SP-25-50M | LF227SP-25-50M | 1750.9435 | 6434.7173
LIFECO-UK |  |  | LIFECO-UK HFC 227ea Cylinder 360 PSI storage Pressure, 60 L with Cylinder Valve Ø49mm, UL Listed, Part LF227SP-25-60M | LF227SP-25-60M | 1823.8678 | 6702.714
LIFECO-UK |  |  | LIFECO-UK HFC 227ea Cylinder 360 PSI storage Pressure, 70 L with Cylinder Valve Ø49mm, UL Listed, Part LF227SP-25-70M | LF227SP-25-70M | 1968.8469 | 7235.5123
LIFECO-UK |  |  | LIFECO-UK HFC 227ea Cylinder 360 PSI storage Pressure, 80 L with Cylinder Valve Ø49mm, UL Listed, Part LF227SP-25-80M | LF227SP-25-80M | 2034.5983 | 7477.1487
LIFECO-UK |  |  | LIFECO-UK HFC 227ea Cylinder 360 PSI storage Pressure, 90 L with Cylinder Valve Ø49mm, UL Listed, Part LF227SP-25-90M | LF227SP-25-90M | 2106.8705 | 7742.749
LIFECO-UK |  |  | LIFECO-UK HFC 227ea Cylinder 360 PSI storage Pressure, 100 L with Cylinder Valve Ø49mm, UL Listed, Part LF227SP-25-100M | LF227SP-25-100M | 2168.9268 | 7970.8058
LIFECO-UK |  |  | LIFECO-UK HFC 227ea Cylinder 360 PSI storage Pressure, 120 L with Cylinder Valve Ø49mm, UL Listed, Part LF227SP-25-120M | LF227SP-25-120M | 2248.2632 | 8262.3671
LIFECO-UK |  |  | LIFECO-UK HFC 227ea Cylinder 360 PSI storage Pressure, 150 L with Cylinder Valve Ø49mm, UL Listed, Part LF227SP-25-150M | LF227SP-25-150M | 2603.9728 | 9569.6
LIFECO-UK |  |  | LIFECO-UK HFC 227ea Cylinder 360 PSI storage Pressure, 160 L with Cylinder Valve Ø49mm, UL Listed, Part LF227SP-25-160D | LF227SP-25-160D | 3003.3718 | 11037.3914
600 PSI CYLINDERS
LIFECO-UK |  |  | LIFECO-UK HFC 227ea Cylinder 600 PSI storage Pressure, 16.6 L with Cylinder Valve Ø33mm, UL Listed, Part LF227SP-42-16.6C | LF227SP-42-16.6C | 1231.3444 | 4525.1907
LIFECO-UK |  |  | LIFECO-UK HFC 227ea Cylinder 600 PSI storage Pressure, 28.3 L with Cylinder Valve Ø33mm, UL Listed, Part LF227SP-42-28.3C | LF227SP-42-28.3C | 1343.2848 | 4936.5716
LIFECO-UK |  |  | LIFECO-UK HFC 227ea Cylinder 600 PSI storage Pressure, 40 L with Cylinder Valve Ø49mm, UL Listed, Part LF227SP-42-40M | LF227SP-42-40M | 1679.106 | 6170.7145
LIFECO-UK |  |  | LIFECO-UK HFC 227ea Cylinder 600 PSI storage Pressure, 50 L with Cylinder Valve Ø49mm, UL Listed, Part LF227SP-42-50M | LF227SP-42-50M | 1750.9435 | 6434.7173
LIFECO-UK |  |  | LIFECO-UK HFC 227ea Cylinder 600 PSI storage Pressure, 60 L with Cylinder Valve Ø49mm, UL Listed, Part LF227SP-42-60M | LF227SP-42-60M | 1823.8678 | 6702.714
LIFECO-UK |  |  | LIFECO-UK HFC 227ea Cylinder 600 PSI storage Pressure, 70 L with Cylinder Valve Ø49mm, UL Listed, Part LF227SP-42-70M | LF227SP-42-70M | 1968.8469 | 7235.5123
LIFECO-UK |  |  | LIFECO-UK HFC 227ea Cylinder 600 PSI storage Pressure, 80 L with Cylinder Valve Ø49mm, UL Listed, Part LF227SP-42-80M | LF227SP-42-80M | 2034.5983 | 7477.1487
LIFECO-UK |  |  | LIFECO-UK HFC 227ea Cylinder 600 PSI storage Pressure, 90 L with Cylinder Valve Ø49mm, UL Listed, Part LF227SP-42-90M | LF227SP-42-90M | 2106.8705 | 7742.749
LIFECO-UK |  |  | LIFECO-UK HFC 227ea Cylinder 600 PSI storage Pressure, 100 L with Cylinder Valve Ø49mm, UL Listed, Part LF227SP-42-100M | LF227SP-42-100M | 2168.9268 | 7970.8058
LIFECO-UK |  |  | LIFECO-UK HFC 227ea Cylinder 600 PSI storage Pressure, 120 L with Cylinder Valve Ø49mm, UL Listed, Part LF227SP-42-120M | LF227SP-42-120M | 2248.2632 | 8262.3671
LIFECO-UK |  |  | LIFECO-UK HFC 227ea Cylinder 600 PSI storage Pressure, 150 L with Cylinder Valve Ø49mm, UL Listed, Part LF227SP-42-150M | LF227SP-42-150M | 2603.9728 | 9569.6
LIFECO-UK |  |  | LIFECO-UK HFC 227ea Cylinder 600 PSI storage Pressure, 170 L with Cylinder Valve Ø49mm, UL Listed, Part LF227SP-42-170M | LF227SP-42-170M | 3003.3718 | 11037.3914
LIFECO-UK |  |  | LIFECO-UK HFC 227ea TPED Cylinder 600 PSI storage Pressure, 16.6 L with Cylinder Valve Ø33mm, UL Listed, Part 811.101.0137, Assembly Type No. LF227SP-42-16.6C | 811.101.0137, Assembly Type No. LF227SP-42-16.6C | 1231.3444 | 4525.1907
LIFECO-UK |  |  | LIFECO-UK HFC 227ea TPED Cylinder 600 PSI storage Pressure, 40 L with Cylinder Valve Ø49mm, UL Listed, Part 811.101.0158, Assembly Type No. LF227SP-42-40D | 811.101.0158, Assembly Type No. LF227SP-42-40D | 1936.0255 | 7114.8938
LIFECO-UK |  |  | LIFECO-UK HFC 227ea TPED Cylinder 600 PSI storage Pressure, 60 L with Cylinder Valve Ø49mm, UL Listed, Part 811.101.0178, Assembly Type No. LF227SP-42-60D | 811.101.0178, Assembly Type No. LF227SP-42-60D | 2076.6574 | 7631.7161
LIFECO-UK |  |  | LIFECO-UK HFC 227ea TPED Cylinder 600 PSI storage Pressure, 120 L with Cylinder Valve Ø49mm, UL Listed, Part 811.101.0228, Assembly Type No. LF227SP-42-120D | 811.101.0228, Assembly Type No. LF227SP-42-120D | 2543.2207 | 9346.336
LIFECO-UK |  |  | LIFECO-UK HFC 227ea TPED Cylinder 600 PSI storage Pressure, 170 L with Cylinder Valve Ø49mm, UL Listed, Part 811.101.0258, Assembly Type No. LF227SP-42-170D | 811.101.0258, Assembly Type No. LF227SP-42-170D | 3053.6906 | 11222.3131
Cylinder Brackets
LIFECO-UK |  |  | Wall Mounted Cylinder Rack Kit per cylinder, including 2 pcs wall mounted channel, 2 sets cylinder mounting straps and bolt, for 16.6,16.7,28.3L Cylinder, PC02-229, Part 811.106.601 | 811.106.601 | 111.8317 | 410.9816
LIFECO-UK |  |  | Wall Mounted Cylinder Rack Kit per cylinder, including 2 pcs wall mounted channel, 2 sets cylinder mounting straps and bolt, for 40L GB Cylinder, PC02-260, Part 811.106.602 | 811.106.602 | 118.6786 | 436.1437
LIFECO-UK |  |  | Wall Mounted Cylinder Rack Kit per cylinder, including 2 pcs wall mounted channel, 2 sets cylinder mounting straps and bolt, for 50, 60, 70, 80L GB Cylinder, PC02-312, Part 811.106.603 | 811.106.603 | 140.4146 | 516.0235
LIFECO-UK |  |  | Wall Mounted Cylinder Rack Kit per cylinder, including 2 pcs wall mounted channel, 2 sets cylinder mounting straps and bolt, for 40, 50, 60, 70, 80L TPED Cylinder & 49, 62, 80L DOT Cylinder, PC02-324, Part 811.106.604 | 811.106.604 | 140.4146 | 516.0235
LIFECO-UK |  |  | Wall Mounted Cylinder Rack Kit per cylinder, including 2 pcs wall mounted channel, 2 sets cylinder mounting straps and bolt, for 90, 100, 120, 150, 170L GB Cylinder, & 90, 100, 120, 150L TPED Cylidner, & 52, 103, 106, 147, 153L DOT Cylinder, PC02-406, Part 811.106.605 | 811.106.605 | 167.1498 | 614.2757
LIFECO-UK |  |  | Wall Mounted Cylinder Rack Kit per cylinder, including 2 pcs wall mounted channel, 2 sets cylinder mounting straps and bolt, for 160,170,180L TPED Cylinder, PC02-462, Part 811.106.606 | 811.106.606 | 189.9726 | 698.1495
LIFECO-UK-227 GAS
LIFECO-UK |  |  | HFC227ea Clean Agent, UL Listed and FM Approved, Per Kg. |  | 36 | 132.3
ACTUATION PACKAGE
LIFECO-UK |  |  | Electrical Actuator (Removable) TLX with Manual Actuator, Part 811.101.060 | 811.101.060 | 592.8 | 2178.54
LIFECO-UK |  |  | Brass Actuator Reset Tool |  | 81.51 | 299.5492
LIFECO-UK |  |  | Pneumatic Release Device, Part 811.101.064 | 811.101.064 | 104.3328 | 383.423
LIFECO-UK |  |  | Manual/Pneumatic Release Device, Part 811.101.065 | 811.101.065 | 123.6778 | 454.5161
LIFECO-UK |  |  | Manual Release Device, Part 811.101.063 | 811.101.063 | 114.114 | 419.3689
CHECK VALVES
LIFECO-UK |  |  | Manifold Check Valve for Cylinder Valve Size Ø33mm, Part 811.103.001 | 811.103.001 | 323.7577 | 1189.8096
LIFECO-UK |  |  | Manifold Check Valve for Cylinder Valve Size Ø49mm, Part 811.103.002 | 811.103.002 | 464.4983 | 1707.0313
180º DISCHARGE NOZZLE
LIFECO-UK |  |  | Discharge Nozzles, Brass, 180º, 3/8", Part 811.104.0XX | 811.104.0XX | 36.5165 | 134.1981
LIFECO-UK |  |  | Discharge Nozzles, Brass, 180º, 1/2" , Part 811.104.1XX | 811.104.1XX | 40.6463 | 149.3752
LIFECO-UK |  |  | Discharge Nozzles, Brass, 180º, 3/4" , Part 811.104.2XX | 811.104.2XX | 43.472 | 159.7596
LIFECO-UK |  |  | Discharge Nozzles, Brass, 180º, 1" , Part 811.104.3XX | 811.104.3XX | 46.4064 | 170.5434
LIFECO-UK |  |  | Discharge Nozzles, Brass, 180º, 1-1/4" , Part 811.104.4XX | 811.104.4XX | 80.8579 | 297.1529
LIFECO-UK |  |  | Discharge Nozzles, Brass, 180º, 1-1/2" , Part 811.104.5XX | 811.104.5XX | 110.0928 | 404.5912
LIFECO-UK |  |  | Discharge Nozzles, Brass, 180º, 2" , Part 811.104.6XX | 811.104.6XX | 144.5444 | 531.2007
360º, DISCHARGE NOZZLE
LIFECO-UK |  |  | Discharge Nozzles, Brass, 360º, 3/8", Part 811.114.0XX | 811.114.0XX | 36.5165 | 134.1981
LIFECO-UK |  |  | Discharge Nozzles, Brass, 360º, 1/2" , Part 811.114.1XX | 811.114.1XX | 40.6463 | 149.3752
LIFECO-UK |  |  | Discharge Nozzles, Brass, 360º, 3/4" , Part 811.114.2XX | 811.114.2XX | 43.472 | 159.7596
LIFECO-UK |  |  | Discharge Nozzles, Brass, 360º, 1" , Part 811.114.3XX | 811.114.3XX | 46.4064 | 170.5434
LIFECO-UK |  |  | Discharge Nozzles, Brass, 360º, 1-1/4" , Part 811.114.4XX | 811.114.4XX | 80.8579 | 297.1529
LIFECO-UK |  |  | Discharge Nozzles, Brass, 360º, 1-1/2" , Part 811.114.5XX | 811.114.5XX | 110.0928 | 404.5912
LIFECO-UK |  |  | Discharge Nozzles, Brass, 360º, 2" , Part 811.114.6XX | 811.114.6XX | 144.5444 | 531.2007
PRESSURE SWITCH
LIFECO-UK |  |  | Low Pressure Switch for 360 PSI System |  | 113.62 | 417.5535
LIFECO-UK |  |  | Low Pressure Switch for 600 PSI System |  | 113.62 | 417.5535
LIFECO-UK |  |  | Discharge Pressure Switch SYK101, Part 811.108.008 | 811.108.008 | 454.1737 | 1669.0884
DISCHARGE CYLINDER HOSES
LIFECO-UK |  |  | Discharge Hose for Cylinder Valve Size Ø33mm, 90° Elbow, L= 550 mm, Part 881.102.001 | 881.102.001 | 413.9621 | 1521.3108
LIFECO-UK |  |  | Discharge Hose for Cylinder Valve Size Ø49mm, 90° Elbow, L= 700 mm, Part 881.102.002 | 881.102.002 | 695.3346 | 2555.3548
PNEUMATIC CONTROL UNIT
LIFECO-UK |  |  | Pilot Hose, DN6 L=400 mm, Part 811.102.003 | 811.102.003 | 55.6442 | 204.4923
LIFECO-UK |  |  | Pilot Hose, DN6 L=500 mm, Part 811.102.004 | 811.102.004 | 63.1431 | 232.0508
LIFECO-UK |  |  | Pilot Hose, DN6 L=700 mm, Part 811.102.005 | 811.102.005 | 73.2503 | 269.1949
LIFECO-UK |  |  | Pilot Hose Connector G1/8, to connect the pilot hose and actuator to pneumatically actuating other valves, Part 811.111.001 | 811.111.001 | 10.1072 | 37.1441
LIFECO-UK |  |  | Pilot Hose Connector M12X1.5, to connect two pilot hoses together. Part 811.111.002 | 811.111.002 | 10.1072 | 37.1441
LIFECO-UK |  |  | Pilot Hose Connector NPT1/4, to connects the pilot hose to the discharge pressure switch, Part 811.111.003 | 811.111.003 | 10.1072 | 37.1441
LIFECO-UK |  |  | Pressure Switch Connector, to connect the pressure switch and the manifold joint, Part 811.111.004 | 811.111.004 | 10.1072 | 37.1441
LIFECO-UK |  |  | Bleed valve, at the location of the pneumatic actuator of the last slave container in Master and Slave System Configuration, Part 811.101.006 | 811.101.006 | 87.4874 | 321.5162
WARNING SIGN
LIFECO-UK |  |  | Inside Warning Sign, Part 811.108.104 | 811.108.104 | 11.9548 | 43.9339
LIFECO-UK |  |  | Outside Warning Sign, Part 811.108.105 | 811.108.105 | 11.9548 | 43.9339
SPARE PARTS
LIFECO-UK |  |  | 3.4 Ltr Pilot Cylinder with Valve, Gauge and Pressure Reducer, Part 811.101.302 | 811.101.302 | 559.702 | 2056.9048
LIFECO-UK |  |  | Pilot Check Valve DN6, Part 811.103.003 | 811.103.003 | 116.7223 | 428.9545
LIFECO-UK |  |  | Wall Mounted Cylinder for Pilot Cylinder, Part 811.106.500 | 811.106.500 | 55.2094 | 202.8947
LIFECO-UK |  |  | Directional Valve, DN 25, Part 811.112.003 | 811.112.003 | 1074.1931 | 3947.6597
LIFECO-UK |  |  | Directional Valve, DN 32, Part 811.112.004 | 811.112.004 | 1617.5931 | 5944.6547
LIFECO-UK |  |  | Directional Valve, DN 40, Part 811.112.005 | 811.112.005 | 1774.3097 | 6520.5881
LIFECO-UK |  |  | Directional Valve, DN 50, Part 811.112.006 | 811.112.006 | 2315.1014 | 8507.9975
LIFECO-UK |  |  | Directional Valve, DN 65, Part 811.112.007 | 811.112.007 | 3510.5814 | 12901.3865
LIFECO-UK |  |  | Directional Valve, DN 80, Part 811.112.008 | 811.112.008 | 3758.2631 | 13811.6168
LIFECO-UK |  |  | Directional Valve, DN 100, Part 811.112.009 | 811.112.009 | 7536.8493 | 27697.9213
LIFECO-UK |  |  | Directional Valve, DN 125, Part 811.112.010 | 811.112.010 | 12131.731 | 44584.1116
LIFECO-UK |  |  | Directional Valve, DN 150, Part 811.112.011 | 811.112.011 | 15900.1014 | 58432.8725
Container Valve Adaptor
LIFECO-UK |  |  | Container Valve Adaptor for 33mm Valve Size, Grooved Type, Model 811.102.010 | 811.102.010 | 159.7615 | 618.0247
LIFECO-UK |  |  | Container Valve Adaptor for 49mm Valve Size, Grooved Type, Model 811.102.011 | 811.102.011 | 248.767 | 962.3355
LIFECO-UK |  |  | Container Valve Adaptor for 33mm Valve Size, Threaded Type, Model 811.102.010 | 811.102.010 | 215.65 | 792.5137
LIFECO-UK |  |  | Container Valve Adaptor for 49mm Valve Size, Threaded Type, Model 811.102.011 | 811.102.011 | 335.844 | 1234.2267
LIFECO-UK
LIFECO-UK
LIFECO-UK
LIFECO-UK
LIFECO-UK
Old Stock
LIFECO-UK |  | FFVLV23BTF070000004 | ValveBflyWfer2"w/T.Swtch 2305-200-LF, UL |  | 104.88 | 385.434
LIFECO-UK |  | FFVLV23BTF070000006 | ValveBflyWfer3"w/T.Swtch 2305-200-LF, UL |  | 120.1758 | 441.646
LIFECO-UK |  | FFVLV23BTF070000007 | ValveBflyWfer4"w/T.Swtch 2305-200-LF, UL |  | 126.7284 | 465.727
LIFECO-UK |  | FFVLV23BTF070000008 | VlveBflyWfer8"w/T.Swtch 2305-200-LF, UL |  | 249.0884 | 915.4
LIFECO-UK |  | FFVLV23BTF070111006 | ValveBflyGrv2"w/T.Switch 2905-200-LF, UL |  | 108.1469 | 397.44
LIFECO-UK |  | FFVLV23BTF070111007 | ValveBflyGrv2.5"w/T.Switch 2905-200-LF, UL |  | 113.6169 | 417.542
LIFECO-UK |  | FFVLV23BTF070111008 | ValveBflyGrv3"w/T.Switch 2905-200-LF, UL |  | 126.7284 | 465.727
LIFECO-UK |  | FFVLV23BTF070111009 | ValveBflyGrv4"w/T.Switch 2905-200-LF, UL |  | 130.6087 | 479.987
LIFECO-UK |  | FFVLV23BTF070111010 | ValveBflyGrv6"w/T.Switch 2905-200-LF, UL |  | 196.7486 | 723.051
LIFECO-UK |  | FFVLV23GTV120111032 | Valve Gate OS&Y 3"3299-200-GLF ,UL/FM |  | 284.0547 | 1043.901
LIFECO-UK |  | FFVLV23GTV120111049 | Valve Gate NRS 3" 3288-200-FLF ,UL/FM |  | 183.5369 | 674.498
LIFECO-UK |  | FFSSY05SPC090133004 | Sprinkler Concealed 68°C SR ½” K5.6 White, Model LF007 |  | 11.4969 | 42.251
LIFECO-UK |  | FFSSY05SPC090133006 | Sprinkler Concealed 68°C QR ½” K5.6 White, Model LF008 |  | 13.8 | 50.715
LIFECO-UK |  | FFSSY05SPC090133007 | Sprinkler Concealed 68°C SR ½” K5.6Chrome,Model LF007 |  | 14.0253 | 51.543
LIFECO-UK |  | FFSSY05SPC090133010 | Sprinkler Concealed 79°C SR ½” K5.6 White, Model LF007 |  | 11.7284 | 43.102
LIFECO-UK |  | FFSSY05SPC090133014 | Sprinkler Con 79°C QR ½” K5.6 Chrome, Model LF008 |  | 14.4822 | 53.222
LIFECO-UK |  | FFSSY05SPC090133015 | Sprinkler Con 79°C QR ½” K5.6 White,Model LF008 |  | 14.0316 | 51.566
LIFECO-UK |  | FFSSY05SPC090163002 | Sprinkler Con 68°C QR ½” K5.6 Chrome,W/Out Cover Model LF008 |  | 14.0253 | 51.543
LIFECO-UK |  | FFSSY05SPH100133004 | Sprinkler Hor 68°C SR ½” K5.6 Chrome, Model LF001 |  | 3.8615 | 14.191
LIFECO-UK |  | FFSSY05SPH100133005 | Sprinkler Hor 68°C QR ½” K5.6 Chrome, Model LF002 |  | 6.0895 | 22.379
LIFECO-UK |  | FFSSY05SPH100133008 | Sprinkler Hor 79°C QR ½” K5.6 Chrome, Model LF002 |  | 5.9769 | 21.965
LIFECO-UK |  | FFSSY05SPP120133001 | Sprinkler Pen 68°C SR ½” K5.6 Chrome, Model LF005 |  | 3.8615 | 14.191
LIFECO-UK |  | FFSSY05SPP120133002 | Sprinkler Pen 68°C QR ½” K5.6 Chrome, Model LF006 |  | 5.9769 | 21.965
LIFECO-UK |  | FFSSY05SPP120133005 | Sprinkler Pen 79°C QR ½” K5.6 Chrome, Model LF006 |  | 14.0253 | 51.543
LIFECO-UK |  | FFSSY05SPP120133020 | Sprinkler Pen 93°C SR ½” K5.6 Chrome, Model LF005 |  | 4.3684 | 16.054
LIFECO-UK |  | FFSSY05SPU130133001 | Sprinkler Upright 68°C SR ½” K5.6 Chrome, Model LF003 |  | 3.8615 | 14.191
LIFECO-UK |  | FFSSY05SPU130133002 | Sprinkler Up 68°C QR ½” K5.6 Chrome, Model LF004 |  | 5.9769 | 21.965
LIFECO-UK |  | FFSSY05SPU130133008 | Sprinkler Upright 93°C SR ½” K5.6 Chrome, Model LF003 |  | 4.2683 | 15.686
LIFECO-UK |  | FFSSY05SPU130133020 | Sprinkler Up 79°C QR ½” K5.6 Chrome, Model LF004 |  | 5.9769 | 21.965
LIFECO-UK |  | FFSSY05SPU130133041 | Sprinkler Up 93°C QR ½” K5.6 Chrome, Model LF004 |  | 6.4337 | 23.644
LIFECO-UK |  | FFSSY05SPU130133048 | Sprinkler Pen 93°C QR ½” K5.6 Chrome, Model LF006 |  | 6.4337 | 23.644
LIFECO-UK |  | FFSSY05SPU130133055 | Sprinkler Hor 93°C QR ½” K5.6 Chrome, Model LF002 |  | 6.4337 | 23.644
LIFECO-UK |  | FFSSY05SPU130133060 | Sprinkler Hor 93°C SR ½” K5.6 Chrome, Model LF001 |  | 4.3684 | 16.054
LIFECO-UK |  | FFSSY05SPU130133069 | Sprinkler Concealed 79°C SR ½” K5.6 Chrome, Model LF007 |  | 12.1853 | 44.781
LIFECO-UK |  | FFVLV23GTV120111041 | Valve Gate NRS 2.5" 3288-250-FLF ,UL/FM |  | 259.9094 | 955.167
LIFECO-UK |  | FFVLV23GTV120111083 | Valve Gate NRS 6" 3288-250-FLF ,UL/FM |  | 383.7339 | 1410.222
LIFECO-UK |  | FFVLV23GTV120111181 | Valve Gate OS&Y 6" 3299-250-GLF ,UL/FM |  | 512.2773 | 1882.619
LIFECO-UK |  | FFSSY05WFS060076005 | Water Flow Indicator - Saddle, Size 100mm, Model LF-JZA100 |  | 79.6958 | 292.882
LIFECO-UK |  | FFSSY05WFS060076007 | Water Flow Indicator - Saddle, Size 150mm, Model LF-JZA150 |  | 79.6958 | 292.882
LIFECO-UK |  | FFSSY05WFS060076001 | Water Flow Indicator - Saddle, Size 50mm, Model LF JZA50 |  | 69.4694 | 255.3
LIFECO-UK |  | FFSSY05WFS060076002 | Water Flow Indicator - Saddle, Size 65mm, Model LF JZA65 |  | 77.8245 | 286.005
LIFECO-UK |  | FFSSY05WFS060076008 | Water Flow Indicator - Thread, Size 25mm, Model LF JZ-Y-25 |  | 34.4969 | 126.776
LIFECO-UK Addresable X500 Series Fire Alarm - LPCB Apprved
Item of | LIFECO-UK Item Code | Supplier Item Code | Description |  | LIFECO-UK GP (USD) | LIFECO-UK GP (AED)
Fire Alarm Control Panel & Repeater
LIFECO-UK |  |  | LIFECO-UK Addressable Fire Alarm Control Panel, 4 Loop basic configuration up to 1016 Addressable Devices, 7'' LCD display touch screen, Built-in Printer, Glass door and Communication Card, LPCB Approved, Model LF-X500-4 | LF-X500-4 | 2296 | 8437.8
LIFECO-UK |  |  | LIFECO-UK Addressable Fire Alarm Control Panel, 2 Loop basic configuration up to 508 Addressable Devices, 7'' LCD display touch screen, Built-in Printer, Glass Door and without Communication Card, LPCB Approved, Model LF-X500-2 | LF-X500-2 | 1250 | 4593.75
LIFECO-UK |  |  | LIFECO-UK Addressable Fire Alarm Control Panel, 1 Loop basic configuration up to 254 Addressable Devices, 7'' LCD display touch screen, Built-in Printer, without Glass Door and Communication Card, LPCB Approved, Model LF-X500-1 | LF-X500-1 | 685 | 2517.375
LIFECO-UK |  |  | LIFECO-UK LCD Repeater Panel, Passive repeater panel type, Loop sited wiring with external 24V supply, Model LF-X5330 | LF-X5330 | 255.17 | 937.7497
LIFECO-UK |  |  | LIFECO-UK Intelligent Graphic Repeater Kit (mimic panel kit), Loop sited wiring with external 24V supply, Display up to 256 alarm points, without cabinet (cabinet is optional), Model LF-X5331 | LF-X5331 | 215 | 790.125
LIFECO-UK |  |  | LIFECO-UK USB Dongle, a USB authentication access control of X500 panel series Model LF-5814 | LF-5814 | 811.4583 | 2982.1094
LIFECO-UK |  |  | LIFECO-UK Network & Communication Card for Class A CAN Bus networkable, USB port, Ethernet Port, and RS485/RS232 Serial Connection, Model LF-NC5004 | LF-NC5004 | 316.6667 | 1163.75
LIFECO-UK |  |  | LIFECO-UK Network & Communication Card for Class A CAN Bus networkable, USB port, Ethernet Port, and RS485/RS232 Serial Connection, Support Modbus RTU signal output, Model LF-NC5004-Modbus | LF-NC5004-Modbus | 356.25 | 1309.2188
LIFECO-UK |  |  | LIFECO-UK Network & Communication Card for Class A CAN Bus networkable, USB port, Ethernet Port, and RS485/RS232 Serial Connection, Support TCP/IP Networking, Model LF-NC5004-IP | LF-NC5004-IP | 356.25 | 1309.2188
LIFECO-UK |  |  | LIFECO-UK Dual Loop Card for 254 Devices Per Poop and Total 508 Devices, Model LF-LC5004 | LF-LC5004 | 491 | 1804.425
LIFECO-UK |  |  | LIFECO-UK Fiber Optic Interface Module, Required NC7004 network card to configure to the X500 series, Up to 20Km, Model LF-MC201 | LF-MC201 | 675.2125 | 2481.4059
LIFECO-UK |  |  | LIFECO-UK Graphic Monitoring Software (computer is excluded): 1. Computer software, enabling complete color graphic control and display system. 2. Making complete monitoring, commmisoning and control to the Fire Alarm System. 3. Included USB authentication to access control software. 4. Display the real time information of fire alarm , full device details, time of alarm and location and maintenance record. 5. Support up to 8 client users. , Model LF-X5812 | LF-X5812 | 1187.5 | 4364.0625
Initiating Device - Detectors and Base
LIFECO-UK |  |  | LIFECO-UK Intelligent Smoke Detector, Photoelectric type, (Base is included), LPCB Approved, Model LF-X5100 | LF-X5100 | 26.67 | 98.0122
LIFECO-UK |  |  | LIFECO-UK Intelligent Heat Detector, Fixed and Rate of Rise type, (Base is included), LPCB Approved, Model LF-X5110 | LF-X5110 | 24.73 | 90.8828
LIFECO-UK |  |  | LIFECO-UK Intelligent Heat & Smoke Combined Detector, (Base is included), LPCB Approved, Model LF-X5120 | LF-X5120 | 43.1 | 158.3925
LIFECO-UK |  |  | LIFECO-UK Addressable Base, LPCB Approved, Model LF-X5980 | LF-X5980 | TBA | TBA
LIFECO-UK |  |  | LIFECO-UK Addressable Sounder Base, Model LF-X5322 | LF-X5322 | 33.4479 | 122.9211
LIFECO-UK |  |  | LIFECO-UK Base Mount Short Circuit Isolator, LPCB Approved, Model LF-X5232 | LF-X5232 | 18.2083 | 66.9156
LIFECO-UK |  |  | LIFECO-UK Addressable Flashing Beacon Base, LPCB Approved, Model LF-X5302 | LF-X5302 | 35.4271 | 130.1945
LIFECO-UK |  |  | LIFECO-UK Conventional Reflective Beam Detector, Including 4-piece reflectors, LPCB Approved, Model LF-X5130 | LF-X5130 | 351.86 | 1293.0855
LIFECO-UK |  |  | LIFECO-UK Reflectors for Beam Detector, included 40-piece reflectors, LPCB Approved, Model LF-X5130-R | LF-X5130-R | 316.6667 | 1163.75
LIFECO-UK |  |  | LIFECO-UK Duct Probe with Samplping Pipe, Model LF-X5988 | LF-X5988 | 98.8 | 363.09
Initiating Device - Manual Call Point
LIFECO-UK |  |  | LIFECO-UK Addressable Intelligent Manual Call Point, LPCB Approved, Model LF-X5140 | LF-X5140 | 34.48 | 126.714
LIFECO-UK |  |  | LIFECO-UK Protective Flip Cover Model LF-X5140-PFC | LF-X5140-PFC | 3.1667 | 11.6375
LIFECO-UK |  |  | LIFECO-UK Mounting Box, Model LF-X5140-MB | LF-X5140-MB | 3.0875 | 11.3466
LIFECO-UK |  |  | LIFECO-UK Weatherproof Mounting Box, Model LF-X5963 | LF-X5963 | 20.8 | 76.44
Modules
LIFECO-UK |  |  | LIFECO-UK Addressable Input Module, Model LF-X5200 | LF-X5200 | 26.78 | 98.4165
LIFECO-UK |  |  | LIFECO-UK Addressable Single I / O Module, LPCB Approved, Model LF-X5210 | LF-X5210 | 40.17 | 147.6248
LIFECO-UK |  |  | LIFECO-UK Addressable Dual I / O Module, Model LF-X5220 | LF-X5220 | 64.125 | 235.6594
LIFECO-UK |  |  | LIFECO-UK Addressable Sounder Circuit Module, Model LF-X5211 | LF-X5211 | 44.3333 | 162.925
LIFECO-UK |  |  | LIFECO-UK Isolator Module, LPCB Approved, Model LF-X5230 | LF-X5230 | 29.31 | 107.7142
LIFECO-UK |  |  | LIFECO-UK Addressable Zone Monitor Unit, Model LF-X5201 | LF-X5201 | 39.1875 | 144.0141
LIFECO-UK |  |  | LIFECO-UK Mounting Box for Module, Model LF-X5990 | LF-X5990 | 2.9688 | 10.9102
LIFECO-UK |  |  | LIFECO-UK Addressable Multi - I / O Module, Model LF-X5221 | LF-X5221 | 138.0667 | 507.395
LIFECO-UK |  |  | LIFECO-UK Addressable 12 In / 2 Out Module, Model LF-X5223 | LF-X5223 | 144.4792 | 530.9609
LIFECO-UK |  |  | LIFECO-UK Loop Relay Module, Model LF-X5240 | LF-X5240 | 150.0208 | 551.3266
Addressable Notification Device
LIFECO-UK |  |  | LIFECO-UK Addressable Sounder Strobe, (Base is included), LPCB Approved, Model LF-X5300 | LF-X5300 | 34.48 | 126.714
LIFECO-UK |  |  | LIFECO-UK Addressable Sounder, (Base is included), Model LF-X5320 | LF-X5320 | 31 | 113.925
Handheld Programmer
LIFECO-UK |  |  | LIFECO-UK Handheld Programmer for write, read and erase device parameters, Packed with twin 1.5V AA battery and cable, Model LF-X5932 | LF-X5932 | 187.66 | 689.6505
Power Supply
LIFECO-UK |  |  | LIFECO-UK Intelligent Power Supply Unit, 5A 24VDC, without Batteries, Model LF-X24-5A | LF-X24-5A | 517.24 | 1900.857
LIFECO-UK |  |  | LIFECO-UK Intelligent Power Supply Unit, 10A 24VDC, without Batteries, Model LF-X24-10A | LF-X24-10A | 620.69 | 2281.0358
LIFECO-HFC227 and LIFECO-FK5112 Systems
Supplier Item Code | Supplier Item Code | LIFECO Item Code | Description |  | LIFECO-UK GP (USD) | LIFECO-UK GP (AED)
Clean Agents
LIFEO |  |  | CLEAN AGENT FK-5112 (UL/FM), Price per KG |  | 40 | 147
LIFEO |  |  | CLEAN AGENT HFC227ea (UL/FM), Price per KG
HFC227ea System 360 PSI EMPTY CYLINDER - DOT WELDED
LIFEO | 16-100016-001 |  | 16.7L DOT Cylinder Assembly (1-inch Valve Model LF-VA25) for LIFECO-HFC227 system, UL Listed, Model LF-16HFCD-25 | LF-VA25) for LIFECO-HFC227 system, UL Listed, Model LF-16HFCD-25 | 1347.23 | 4951.0702
LIFEO | 16-100028-001 |  | 28.3L DOT Cylinder Assembly (1-inch Valve Model LF-VA25) for LIFECO-HFC227 system, UL Listed, Model LF-28HFCD-25 | LF-VA25) for LIFECO-HFC227 system, UL Listed, Model LF-28HFCD-25 | 1356.16 | 4983.888
LIFEO | 16-100052-001 |  | 52L DOT Cylinder Assembly (2-inch Valve Model LF-VA50) for LIFECO-HFC227 system, UL Listed, Model LF-52HFCD-25 | LF-VA50) for LIFECO-HFC227 system, UL Listed, Model LF-52HFCD-25 | 2006.3415 | 7373.3049
LIFEO | 16-100106-001 |  | 106L DOT Cylinder Assembly (2-inch Valve Model LF-VA50) for LIFECO-HFC227 system, UL Listed, Model LF-106HFCD-25 | LF-VA50) for LIFECO-HFC227 system, UL Listed, Model LF-106HFCD-25 | 2453.6684 | 9017.2312
LIFEO | 16-100147-001 |  | 147L DOT Cylinder Assembly (2-inch Valve Model LF-VA50) for LIFECO-HFC227 system, UL Listed, Model LF-147HFCD-25 | LF-VA50) for LIFECO-HFC227 system, UL Listed, Model LF-147HFCD-25 | 2945.554 | 10824.9111
LIFEO | 16-100180-001 |  | 180L DOT Cylinder Assembly (2-inch Valve Model LF-VA50) for LIFECO-HFC227 system, UL Listed, Model LF-180HFCD-25 | LF-VA50) for LIFECO-HFC227 system, UL Listed, Model LF-180HFCD-25 | 3294.76 | 12108.243
LIFEO | 16-100240-001 |  | 240L DOT Cylinder Assembly (2-inch Valve Model LF-VA50), for LIFECO-HFC227 system, UL Listed, Model LF-240HFCD-25 | LF-VA50), for LIFECO-HFC227 system, UL Listed, Model LF-240HFCD-25 | 3844.92 | 14130.081
LIFEO | 16-100270-001 |  | 270L DOT Cylinder Assembly (3-inch Valve Model LF-VA80), for LIFECO-HFC227 system, UL Listed, Model LF-270HFCD-25 | LF-VA80), for LIFECO-HFC227 system, UL Listed, Model LF-270HFCD-25 | 5333.81 | 19601.7517
LIFEO | 16-100369-001 |  | 369L DOT Cylinder Assembly (3-inch Valve Model LF-VA80) for LIFECO-HFC227 system, UL Listed, Model LF-369HFCD-25 | LF-VA80) for LIFECO-HFC227 system, UL Listed, Model LF-369HFCD-25 | 6431.92 | 23637.306
LIFEO | 16-100453-001 |  | 453L DOT Cylinder Assembly (3-inch Valve Model LF-VA80), for LIFECO-HFC227 system, UL Listed, Model LF-453HFCD-25 | LF-VA80), for LIFECO-HFC227 system, UL Listed, Model LF-453HFCD-25 | 6383.43 | 23459.1053
FK5112 System 360 PSI EMPTY CYLINDER - DOT WELDED
LIFEO | 18-100016-002 |  | 16.7L DOT Cylinder Assembly (1-inch Valve Model LF-VA25) for LIFECO-FK5112 system, UL Listed, Model LF-16FKD-25 | LF-VA25) for LIFECO-FK5112 system, UL Listed, Model LF-16FKD-25 | 1347.23 | 4951.0702
LIFEO | 18-100028-002 |  | 28.3L DOT Cylinder Assembly (1-inch Valve Model LF-VA25) for LIFECO-FK5112 system, UL Listed, Model LF-28FKD-25 | LF-VA25) for LIFECO-FK5112 system, UL Listed, Model LF-28FKD-25 | 1356.16 | 4983.888
LIFEO | 18-100052-002 |  | 52L DOT Cylinder Assembly (2-inch Valve Model LF-VA50) for LIFECO-FK5112 system, UL Listed, Model LF-52FKD-25 | LF-VA50) for LIFECO-FK5112 system, UL Listed, Model LF-52FKD-25 | 2006.3415 | 7373.3049
LIFEO | 18-100106-002 |  | 106L DOT Cylinder Assembly (2-inch Valve Model LF-VA50) for LIFECO-FK5112 system, UL Listed, Model LF-106FKD-25 | LF-VA50) for LIFECO-FK5112 system, UL Listed, Model LF-106FKD-25 | 2453.6684 | 9017.2312
LIFEO | 18-100147-002 |  | 147L DOT Cylinder Assembly (2-inch Valve Model LF-VA50) for LIFECO-FK5112 system, UL Listed, Model LF-147FKD-25 | LF-VA50) for LIFECO-FK5112 system, UL Listed, Model LF-147FKD-25 | 2945.554 | 10824.9111
LIFEO | 18-100180-002 |  | 180L DOT Cylinder Assembly (2-inch Valve Model LF-VA50) for LIFECO-FK5112 system, UL Listed, Model LF-180FKD-25 | LF-VA50) for LIFECO-FK5112 system, UL Listed, Model LF-180FKD-25 | 3294.76 | 12108.243
LIFEO | 18-100240-002 |  | 240L DOT Cylinder Assembly (2-inch Valve Model LF-VA50), for LIFECO-FK5112 system, UL Listed, Model LF-240FKD-25 | LF-VA50), for LIFECO-FK5112 system, UL Listed, Model LF-240FKD-25 | 3844.92 | 14130.081
LIFEO | 18-100270-002 |  | 270L DOT Cylinder Assembly (3-inch Valve Model LF-VA80), for LIFECO-FK5112 system, UL Listed, Model LF-270FKD-25 | LF-VA80), for LIFECO-FK5112 system, UL Listed, Model LF-270FKD-25 | 5333.81 | 19601.7517
LIFEO | 18-100369-002 |  | 369L DOT Cylinder Assembly (3-inch Valve Model LF-VA80) for LIFECO-FK5112 system, UL Listed, Model LF-369FKD-25 | LF-VA80) for LIFECO-FK5112 system, UL Listed, Model LF-369FKD-25 | 6431.92 | 23637.306
LIFEO | 18-100453-002 |  | 453L DOT Cylinder Assembly (3-inch Valve Model LF-VA80), for LIFECO-FK5112 system, UL Listed, Model LF-453FKD-25 | LF-VA80), for LIFECO-FK5112 system, UL Listed, Model LF-453FKD-25 | 6383.43 | 23459.1053
Cylinder Label
LIFEO | 18-110034-002 |  | Cylinder Label for LIFECO-FK5112 System, Model LF-CL1 | LF-CL1 | 50 | 183.75
LIFEO | 17-110034-002 |  | Cylinder Label for LIFECO-HFC227 System Model LF-CL2 | LF-CL2 | 50 | 183.75
Cylinder Valve Adaptor
LIFEO | 17-110093-001 |  | 1" NPT Valve Outlet Adaptor, Model LF-1ADNPT | LF-1ADNPT | 160.5 | 589.8375
LIFEO | 17-110094-001 |  | 2" NPT Valve Outlet Adaptor, Model LF-2ADNPT | LF-2ADNPT | 235.5 | 865.4625
LIFEO | 17-110075-002 |  | 3" NPT Valve Outlet Adaptor, Model LF-3ADNPT | LF-3ADNPT | 300 | 1102.5
LIFEO | 17-110075-001 |  | 3" BSP Valve Outlet Adaptor, Model LF-3ADBSP | LF-3ADBSP | 300 | 1102.5
LIFEO | 17-110075-003 |  | 3" Groove Valve Outlet Adaptor, Model LF-3ADG | LF-3ADG | 300 | 1102.5
Liquid Level Indicator
LIFEO | 17-110087-001 |  | Liquid level indicator for 106L, Model LF-LLI1 | LF-LLI1 | 789 | 2899.575
LIFEO | 17-110088-001 |  | Liquid level indicator for 147L and 369L, Model LF-LLI2 | LF-LLI2 | 789 | 2899.575
LIFEO | 17-110089-001 |  | Liquid level indicator for 180L, Model LF-LLI3 | LF-LLI3 | 789 | 2899.575
ACTUATION DEVICES & ACCESSORIES
LIFEO | 17-110066-002 |  | Supervised Latching Solenoid Actuator, Model LF-EASV-LS | LF-EASV-LS | 540 | 1984.5
LIFEO | 17-110028-001 |  | Manual Actuator, Model LF-MA | LF-MA | 111 | 407.925
LIFEO | 17-110029-001 |  | Pneumatic Actuator, Model LF-PA | LF-PA | 111 | 407.925
LIFEO | 17-110033-001 |  | Flexible Hose Assembly,L710mm, D1/4" Model LF-FH710 | LF-FH710 | 20.25 | 74.4188
LIFEO | 17-110090-001 |  | ¼" Nipple for pneumatic, Model LF-025N | LF-025N | 3 | 11.025
LIFEO | 17-110091-001 |  | ¼" Tee for pneumatic, Model LF-025T | LF-025T | 12 | 44.1
LIFEO | 17-110092-001 |  | ¼" Elbow for pneumatic, Model LF-025E | LF-025E | 7.8 | 28.665
LIFEO | 17-110095-002 |  | Discharge pressure switch, Model LF-DPS | LF-DPS | 567 | 2083.725
LIFEO | 17-110096-001 |  | ¼" BSP x ½" NPT Adaptor for Discharge Pressure Switch, Model LF-05ADNPT | LF-05ADNPT | 3.9 | 14.3325
DISCHARGE HOSES & CHECK VALVES
LIFEO | 17-110030-001 |  | 25mm (1-inch) Discharge Hose, Model LF-DH25 | LF-DH25 | 58.05 | 213.3338
LIFEO | 17-110031-001 |  | 50mm (2-inch) Discharge Hose, Model LF-DH50 | LF-DH50 | 264.6 | 972.405
LIFEO | 17-110032-001 |  | 80mm (3-inch) Discharge Hose, Model LF-DH80 | LF-DH80 | 711 | 2612.925
LIFEO | 17-110040-001 |  | 25mm (1-inch) Check Valve, Model LF-CV25 | LF-CV25 | 180.6 | 663.705
LIFEO | 17-110041-001 |  | 50mm (2-inch) Check Valve, Model LF-CV50 | LF-CV50 | 265.05 | 974.0587
LIFEO | 17-110067-001 |  | 80mm (3-inch) Check Valve, Model LF-CV80 | LF-CV80 | 993 | 3649.275
PRESSURE GAUGE & FLOW DETECTOR SWITCH
LIFEO | 18-110027-002 |  | Pressure gauge c/w contact switch for LIFECO-FK5112 System, Model LF-PGLPS1 | LF-PGLPS1 | 375 | 1378.125
LIFEO | 18-110027-002 |  | Pressure gauge c/w contact switch for LIFECO-HFC227 System, Model LF-PGLPS2 | LF-PGLPS2 | 375 | 1378.125
CYLINDER MOUNTING PARTS
LIFEO | 17-110036-001 |  | 16.6, 16.7 & 28.3L Cylinder Bracket Assembly, Model LF-CB1 | LF-CB1 | 122.7 | 450.9225
LIFEO | 17-110037-001 |  | 52L, 106L, 147L and 180L Cylinder Bracket Assembly, Model LF-CB2 | LF-CB2 | 160.5 | 589.8375
LIFEO | 17-110038-001 |  | 240L & (180L TPED) Cylinder Bracket Assembly, Model LF-CB3 | LF-CB3 | 174 | 639.45
LIFEO | 17-110037-003 |  | 270L & 369L Cylinder Bracket Assembly, Model LF-CB4 | LF-CB4 | 270 | 992.25
LIFEO | 17-110038-002 |  | 453L Cylinder Bracket Assembly, Model LF-CB5 | LF-CB5 | 312 | 1146.6
LIFEO | 17-110038-003 |  | 52L TPED Cylinder Bracket Assembly, Model LF-CB6 | LF-CB6
The above cylinder bracket assembly consist of two (2) sets Unistrut channel, M10 stud, wing nuts and half-strap bracket.
FK5112 - 360 Discharge Nozzles
LIFEO | 18-110019-002 |  | 15mm (½-inch) 360° NPT Brass Discharge Nozzle, Model LF-360F-15 | LF-360F-15 | 162 | 595.35
LIFEO | 18-110020-002 |  | 20mm (¾-inch) 360° NPT Brass Discharge Nozzle, Model LF-360F-20 | LF-360F-20 | 162 | 595.35
LIFEO | 18-110021-002 |  | 25mm (1-inch) 360° NPT Brass Discharge Nozzle, Model LF-360F-25 | LF-360F-25 | 162 | 595.35
LIFEO | 18-110022-002 |  | 32mm (1 ¼-inch) 360° NPT Brass Discharge Nozzle, Model LF-360F-32 | LF-360F-32 | 162 | 595.35
LIFEO | 18-110023-002 |  | 40mm (1 ½-inch) 360° NPT Brass Discharge Nozzle, Model LF-360F-40 | LF-360F-40 | 180 | 661.5
LIFEO | 18-110024-002 |  | 50mm (2-inch) 360° NPT Brass Discharge Nozzle, Model LF-360F-50 | LF-360F-50 | 267 | 981.225
FK5112 - 180 Discharge Nozzles
LIFEO | 18-110013-002 |  | 15mm (½-inch) 180° NPT Brass Discharge Nozzle, Model LF-180F-15 | LF-180F-15 | 162 | 595.35
LIFEO | 18-110014-002 |  | 20mm (¾-inch) 180° NPT Brass Discharge Nozzle, Model LF-180F-20 | LF-180F-20 | 162 | 595.35
LIFEO | 18-110015-002 |  | 25mm (1-inch) 180° NPT Brass Discharge Nozzle, Model LF-180F-25 | LF-180F-25 | 162 | 595.35
LIFEO | 18-110016-002 |  | 32mm (1 ¼-inch) 180° NPT Brass Discharge Nozzle, Model LF-180F-32 | LF-180F-32 | 162 | 595.35
LIFEO | 18-110017-002 |  | 40mm (1 ½-inch) 180° NPT Brass Discharge Nozzle, Model LF-180F-40 | LF-180F-40 | 180 | 661.5
LIFEO | 18-110018-002 |  | 50mm (2-inch) 180° NPT Brass Discharge Nozzle, Model LF-180F-50 | LF-180F-50 | 262 | 962.85
HFC227 - 360 Discharge Nozzles
LIFEO | 16-110019-001 |  | 15mm (½-inch) 360° NPT Brass Discharge Nozzle, Model LF-360H-15 | LF-360H-15 | 162 | 595.35
LIFEO | 16-110020-001 |  | 20mm (¾-inch) 360° NPT Brass Discharge Nozzle, Model LF-360H-20 | LF-360H-20 | 162 | 595.35
LIFEO | 16-110021-001 |  | 25mm (1-inch) 360° NPT Brass Discharge Nozzle, Model LF-360H-25 | LF-360H-25 | 162 | 595.35
LIFEO | 16-110022-001 |  | 32mm (1 ¼-inch) 360° NPT Brass Discharge Nozzle, Model LF-360H-32 | LF-360H-32 | 162 | 595.35
LIFEO | 16-110023-001 |  | 40mm (1 ½-inch) 360° NPT Brass Discharge Nozzle, Model LF-360H-40 | LF-360H-40 | 180 | 661.5
LIFEO | 16-110024-001 |  | 50mm (2-inch) 360° NPT Brass Discharge Nozzle, Model LF-360H-50 | LF-360H-50 | 267 | 981.225
HFC227 - 180 Discharge Nozzles
LIFEO | 16-110013-001 |  | 15mm (½-inch) 180° NPT Brass Discharge Nozzle, Model LF-180H-15 | LF-180H-15 | 162 | 595.35
LIFEO | 16-110014-001 |  | 20mm (¾-inch) 180° NPT Brass Discharge Nozzle, Model LF-180H-20 | LF-180H-20 | 162 | 595.35
LIFEO | 16-110015-001 |  | 25mm (1-inch) 180° NPT Brass Discharge Nozzle, Model LF-180H-25 | LF-180H-25 | 162 | 595.35
LIFEO | 16-110016-001 |  | 32mm (1 ¼-inch) 180° NPT Brass Discharge Nozzle, Model LF-180H-32 | LF-180H-32 | 162 | 595.35
LIFEO | 16-110017-001 |  | 40mm (1 ½-inch) 180° NPT Brass Discharge Nozzle, Model LF-180H-40 | LF-180H-40 | 180 | 661.5
LIFEO | 16-110018-001 |  | 50mm (2-inch) 180° NPT Brass Discharge Nozzle, Model LF-180H-50 | LF-180H-50 | 262 | 962.85
FK5112 - Warning Signages
LIFEO |  |  | LIFECO-UK Caution Sign for FK5112 System, DO NOT ENTER Sign, Size 254x330 mm, Model CSFK1 | CSFK1 | 101.2245 | 372
LIFEO |  |  | LIFECO-UK Caution Sign for FK5112 System, EVACUATION Sign, Size 203.2x203.2 mm, Model CSFK2 | CSFK2 | 81.6327 | 300
LIFEO |  |  | LIFECO-UK Caution Sign for FK5112 System, RELEASE MANUAL Sign, Size 203.2x101.6 mm, Model CSFK3 | CSFK3 | 57.1429 | 210
LIFEO |  |  | LIFECO-UK Caution Sign for FK5112 System, SYSTEM ABORT Sign, Size 102x57 mm, Model CSFK4 | CSFK4 | 40.8163 | 150
LIFEO |  |  | LIFECO-UK Caution Sign for FK5112 System, FLASHING LIGHT Sign, Size 127x203.2 mm, Model CSFK5 | CSFK5 | 57.1429 | 210
HFC227 - Warning Signages
LIFEO |  |  | LIFECO-UK Caution Sign for HFC227ea System, DO NOT ENTER Sign, Size 254x330 mm, Model CSHFC1 | CSHFC1 | 101.2245 | 372
LIFEO |  |  | LIFECO-UK Caution Sign for HFC227ea System, Evacuate Sign, Size 203.2x203.2 mm, Model CSHFC2 | CSHFC2 | 81.6327 | 300
LIFEO |  |  | LIFECO-UK Caution Sign for HFC227ea System, Release Manual Sign, Size 203.2x101.6 mm, Model CSHFC3 | CSHFC3 | 57.1429 | 210
LIFEO |  |  | LIFECO-UK Caution Sign for HFC227ea System, SYSTEM ABORT Sign, Size 102x57 mm, Model CSHFC4 | CSHFC4 | 40.8163 | 150
LIFEO |  |  | LIFECO-UK Caution Sign for HFC227ea System, FLASHING LIGHT Sign, Size 127x203.2 mm, Model CSHFC5 | CSHFC5 | 57.1429 | 210
LIFECO Steel Pipes
Supplier Item Code | Supplier Item Code | LIFECO Item Code | Description |  | LIFECO-UK GP (USD) | LIFECO-UK GP (AED)
LIFEO |  |  | LIFECO-UK 1/2 " UL & FM, Welded Black Painted Steel Pipe, ASTM A53 Grade B, SCH 40, 6 meter per piece. |  | 12.42 | 45.6435
LIFEO |  |  | LIFECO-UK 3/4 " UL & FM, Welded Black Painted Steel Pipe, ASTM A53 Grade B, SCH 40, 6 meter per piece. |  | 15.962 | 58.6603
LIFEO |  |  | LIFECO-UK 1 " UL & FM, Welded Black Painted Steel Pipe, ASTM A53 Grade B, SCH 40, 6 meter per piece. |  | 23.023 | 84.6095
LIFEO |  |  | LIFECO-UK 1-1/4 " UL & FM, Welded Black Painted Steel Pipe, ASTM A53 Grade B, SCH 40, 6 meter per piece. |  | 30.774 | 113.0944
LIFEO |  |  | LIFECO-UK 1-1/2 " UL & FM, Welded Black Painted Steel Pipe, ASTM A53 Grade B, SCH 40, 6 meter per piece. |  | 36.524 | 134.2257
LIFEO |  |  | LIFECO-UK 2 " UL & FM, Welded Black Painted Steel Pipe, ASTM A53 Grade B, SCH 40, 6 meter per piece. |  | 48.484 | 178.1787
LIFEO |  |  | LIFECO-UK 2-1/2 " UL & FM, Welded Black Painted Steel Pipe, ASTM A53 Grade B, SCH 40, 6 meter per piece. |  | 76.728 | 281.9754
LIFEO |  |  | LIFECO-UK 3 " UL & FM, Welded Black Painted Steel Pipe, ASTM A53 Grade B, SCH 40, 6 meter per piece. |  | 99.567 | 365.9087
LIFEO |  |  | LIFECO-UK 4 " UL & FM, Welded Black Painted Steel Pipe, ASTM A53 Grade B, SCH 40, 6 meter per piece. |  | 140.599 | 516.7013
LIFEO |  |  | LIFECO-UK 5 " UL & FM, Welded Black Painted Steel Pipe, ASTM A53 Grade B, SCH 40, 6 meter per piece. |  | 189.129 | 695.0491
LIFEO |  |  | LIFECO-UK 6 " UL & FM, Welded Black Painted Steel Pipe, ASTM A53 Grade B, SCH 40, 6 meter per piece. |  | 244.766 | 899.515
LIFEO |  |  | LIFECO-UK 8 " UL & FM, Welded Black Painted Steel Pipe, ASTM A53 Grade B, SCH 40, 6 meter per piece. |  | 368.483 | 1354.175
LIFEO |  |  | LIFECO-UK 10 ", Welded Black Painted Steel Pipe, ASTM A53 Grade B, SCH 40, 6 meter per piece. |  | 537.786 | 1976.3635
LIFEO |  |  | LIFECO-UK 12 " , Welded Black Painted Steel Pipe, ASTM A53 Grade B, SCH 40, 6 meter per piece. |  | 710.976 | 2612.8368
LIFEO |  |  | LIFECO-UK 14 ", Welded Black Painted Steel Pipe, ASTM A53 Grade B, SCH 40, 6 meter per piece. |  | 889.41 | 3268.5817
LIFEO |  |  | LIFECO-UK 16 ", Welded Black Painted Steel Pipe, ASTM A53 Grade B, SCH 40, 6 meter per piece. |  | 1123.619 | 4129.2998
LIFEO |  |  | LIFECO-UK 18 ", Welded Black Painted Steel Pipe, ASTM A53 Grade B, SCH 40, 6 meter per piece. |  | 1480.809 | 5441.9731
LIFEO |  |  | LIFECO-UK 20 ", Welded Black Painted Steel Pipe, ASTM A53 Grade B, SCH 40, 6 meter per piece. |  | 1779.234 | 6538.6849
LIFEO |  |  | LIFECO-UK 24 ", Welded Black Painted Steel Pipe, ASTM A53 Grade B, SCH 40, 6 meter per piece. |  | 2502.584 | 9196.9962
No Available Engine on 3500 RPM, the pump set will be paired with 2900 RPM pumCLEAN AGENT FK-5112 (UL/FM), Price per KG p with 2900 RPM Diesel Engine
No Available Engine on 3500 RPM, the pump set will be paired with 2900 RPM pump with 2900 RPM Diesel Engine
No Available Engine on 3500 RPM, the pump set will be paired with 2900 RPM pump with 2900 RPM Diesel Engine
No Available Engine on 3500 RPM, the pump set will be paired with 2900 RPM pump with 2900 RPM Diesel Engine
No Available Engine on 3500 RPM, the pump set will be paired with 2900 RPM pump with 2900 RPM Diesel Engine
No Available Engine on 3500 RPM, the pump set will be paired with 2900 RPM pump with 2900 RPM Diesel Engine
No Available Engine on 3500 RPM, the pump set will be paired with 2900 RPM pump with 2900 RPM Diesel Engine
No Available Engine on 3500 RPM, the pump set will be paired with 2900 RPM pump with 2900 RPM Diesel Engine
No Available Engine on 3500 RPM, the pump set will be paired with 2900 RPM pump with 2900 RPM Diesel Engine
No Available Engine on 3500 RPM, the pump set will be paired with 2900 RPM pump with 2900 RPM Diesel Engine
No Available Engine on 3500 RPM, the pump set will be paired with 2900 RPM pump with 2900 RPM Diesel Engine
No Available Engine on 3500 RPM, the pump set will be paired with 2900 RPM pump with 2900 RPM Diesel Engine
No Available Engine on 3500 RPM, the pump set will be paired with 2900 RPM pump with 2900 RPM Diesel Engine
No Available Engine on 3500 RPM, the pump set will be paired with 2900 RPM pump with 2900 RPM Diesel Engine
No Available Engine on 3500 RPM, the pump set will be paired with 2900 RPM pump with 2900 RPM Diesel Engine
No Available Engine on 3500 RPM, the pump set will be paired with 2900 RPM pump with 2900 RPM Diesel Engine
No Available Engine on 3500 RPM, the pump set will be paired with 2900 RPM pump with 2900 RPM Diesel Engine
No Available Engine on 3500 RPM, the pump set will be paired with 2900 RPM pump with 2900 RPM Diesel Engine
No Available Engine on 3500 RPM, the pump set will be paired with 2900 RPM pump with 2900 RPM Diesel Engine
No Available Engine on 3500 RPM, the pump set will be paired with 2900 RPM pump with 2900 RPM Diesel Engine
No Available Engine on 3500 RPM, the pump set will be paired with 2900 RPM pump with 2900 RPM Diesel Engine
No Available Engine on 3500 RPM, the pump set will be paired with 2900 RPM pump with 2900 RPM Diesel Engine
No Available Engine on 3500 RPM, the pump set will be paired with 2900 RPM pump with 2900 RPM Diesel Engine
No Available Engine on 3500 RPM, the pump set will be paired with 2900 RPM pump with 2900 RPM Diesel Engine
No Available Engine on 3500 RPM, the pump set will be paired with 2900 RPM pump with 2900 RPM Diesel Engine
No Available Engine on 3500 RPM, the pump set will be paired with 2900 RPM pump with 2900 RPM Diesel Engine
No Available Engine on 3500 RPM, the pump set will be paired with 2900 RPM pump with 2900 RPM Diesel Engine
No Available Engine on 3500 RPM, the pump set will be paired with 2900 RPM pump with 2900 RPM Diesel Engine
No Available Engine on 3500 RPM, the pump set will be paired with 2900 RPM pump with 2900 RPM Diesel Engine
No Available Engine on 3500 RPM, the pump set will be paired with 2900 RPM pump with 2900 RPM Diesel Engine
No Available Engine on 3500 RPM, the pump set will be paired with 2900 RPM pump with 2900 RPM Diesel Engine
No Available Engine on 3500 RPM, the pump set will be paired with 2900 RPM pump with 2900 RPM Diesel Engine
No Available Engine on 3500 RPM, the pump set will be paired with 2900 RPM pump with 2900 RPM Diesel Engine
No Available Engine on 3500 RPM, the pump set will be paired with 2900 RPM pump with 2900 RPM Diesel Engine
No Available Engine on 3500 RPM, the pump set will be paired with 2900 RPM pump with 2900 RPM Diesel Engine
No Available Engine on 3500 RPM, the pump set will be paired with 2900 RPM pump with 2900 RPM Diesel Engine
No Available Engine on 3500 RPM, the pump set will be paired with 2900 RPM pump with 2900 RPM Diesel Engine
No Available Engine on 3500 RPM, the pump set will be paired with 2900 RPM pump with 2900 RPM Diesel Engine
No Available Engine on 3500 RPM, the pump set will be paired with 2900 RPM pump with 2900 RPM Diesel Engine
No Available Engine on 3500 RPM, the pump set will be paired with 2900 RPM pump with 2900 RPM Diesel Engine
No Available Engine on 3500 RPM, the pump set will be paired with 2900 RPM pump with 2900 RPM Diesel Engine
No Available Engine on 3500 RPM, the pump set will be paired with 2900 RPM pump with 2900 RPM Diesel Engine
No Available Engine on 3500 RPM, the pump set will be paired with 2900 RPM pump with 2900 RPM Diesel Engine
No Available Engine on 3500 RPM, the pump set will be paired with 2900 RPM pump with 2900 RPM Diesel Engine
No Available Engine on 3500 RPM, the pump set will be paired with 2900 RPM pump with 2900 RPM Diesel Engine
No Available Engine on 3500 RPM, the pump set will be paired with 2900 RPM pump with 2900 RPM Diesel Engine
No Available Engine on 3500 RPM, the pump set will be paired with 2900 RPM pump with 2900 RPM Diesel Engine
No Available Engine on 3500 RPM, the pump set will be paired with 2900 RPM pump with 2900 RPM Diesel Engine
No Available Engine on 3500 RPM, the pump set will be paired with 2900 RPM pump with 2900 RPM Diesel Engine
No Available Engine on 3500 RPM, the pump set will be paired with 2900 RPM pump with 2900 RPM Diesel Engine
No Available Engine on 3500 RPM, the pump set will be paired with 2900 RPM pump with 2900 RPM Diesel Engine
No Available Engine on 3500 RPM, the pump set will be paired with 2900 RPM pump with 2900 RPM Diesel Engine
No Available Engine on 3500 RPM, the pump set will be paired with 2900 RPM pump with 2900 RPM Diesel Engine
No Available Engine on 3500 RPM, the pump set will be paired with 2900 RPM pump with 2900 RPM Diesel Engine
No Available Engine on 3500 RPM, the pump set will be paired with 2900 RPM pump with 2900 RPM Diesel Engine
No Available Engine on 3500 RPM, the pump set will be paired with 2900 RPM pump with 2900 RPM Diesel Engine
No Available Engine on 3500 RPM, the pump set will be paired with 2900 RPM pump with 2900 RPM Diesel Engine
No Available Engine on 3500 RPM, the pump set will be paired with 2900 RPM pump with 2900 RPM Diesel Engine
No Available Engine on 3500 RPM, the pump set will be paired with 2900 RPM pump with 2900 RPM Diesel Engine
No Available Engine on 3500 RPM, the pump set will be paired with 2900 RPM pump with 2900 RPM Diesel Engine
No Available Engine on 3500 RPM, the pump set will be paired with 2900 RPM pump with 2900 RPM Diesel Engine
No Available Engine on 3500 RPM, the pump set will be paired with 2900 RPM pump with 2900 RPM Diesel Engine
Note on D3657: Mohamed Salah: For Double Door Panic bar set Select 1 qty of both Codes for door height upto 2266mm. For Door Height above 2266mm use 1 No. of Extension Rod(Below Highlighted item code)
Note on D3658: Mohamed Salah: For Double Door Panic bar set Select 1 qty of both Codes for door height upto 2266mm. For Door Height above 2266mm use 1 No. of Extension Rod(Below Highlighted item code)
Note on D4394: Mohamed Salaheldin: For Double Action MCP, quote single action with cover.

## UL HFC227ea System 360&600
UL HFC227ea System 360PSI & 600PSI
Item of | Item Code | Item Code | Description | LIFECO-UK GP (USD) | LIFECO-UK GP (AED)
360 PSI CYLINDERS
LIFECO-UK |  |  | LIFECO-UK HFC 227ea Cylinder 360 PSI storage Pressure, 16.6 L with Cylinder Valve Ø33mm, UL Listed, Part LF227SP-25-16.6C | 1231.3444 | 4525.1907
LIFECO-UK |  |  | LIFECO-UK HFC 227ea Cylinder 360 PSI storage Pressure, 28.3 L with Cylinder Valve Ø33mm, UL Listed, Part LF227SP-25-28.3C | 1343.2848 | 4936.5716
LIFECO-UK |  |  | LIFECO-UK HFC 227ea Cylinder 360 PSI storage Pressure, 40 L with Cylinder Valve Ø49mm, UL Listed, Part LF227SP-25-40M | 1679.106 | 6170.7145
LIFECO-UK |  |  | LIFECO-UK HFC 227ea Cylinder 360 PSI storage Pressure, 50 L with Cylinder Valve Ø49mm, UL Listed, Part LF227SP-25-50M | 1750.9435 | 6434.7173
LIFECO-UK |  |  | LIFECO-UK HFC 227ea Cylinder 360 PSI storage Pressure, 60 L with Cylinder Valve Ø49mm, UL Listed, Part LF227SP-25-60M | 1823.8678 | 6702.714
LIFECO-UK |  |  | LIFECO-UK HFC 227ea Cylinder 360 PSI storage Pressure, 70 L with Cylinder Valve Ø49mm, UL Listed, Part LF227SP-25-70M | 1968.8469 | 7235.5123
LIFECO-UK |  |  | LIFECO-UK HFC 227ea Cylinder 360 PSI storage Pressure, 80 L with Cylinder Valve Ø49mm, UL Listed, Part LF227SP-25-80M | 2034.5983 | 7477.1487
LIFECO-UK |  |  | LIFECO-UK HFC 227ea Cylinder 360 PSI storage Pressure, 90 L with Cylinder Valve Ø49mm, UL Listed, Part LF227SP-25-90M | 2106.8705 | 7742.749
LIFECO-UK |  |  | LIFECO-UK HFC 227ea Cylinder 360 PSI storage Pressure, 100 L with Cylinder Valve Ø49mm, UL Listed, Part LF227SP-25-100M | 2168.9268 | 7970.8058
LIFECO-UK |  |  | LIFECO-UK HFC 227ea Cylinder 360 PSI storage Pressure, 120 L with Cylinder Valve Ø49mm, UL Listed, Part LF227SP-25-120M | 2248.2632 | 8262.3671
LIFECO-UK |  |  | LIFECO-UK HFC 227ea Cylinder 360 PSI storage Pressure, 150 L with Cylinder Valve Ø49mm, UL Listed, Part LF227SP-25-150M | 2603.9728 | 9569.6
LIFECO-UK |  |  | LIFECO-UK HFC 227ea Cylinder 360 PSI storage Pressure, 160 L with Cylinder Valve Ø49mm, UL Listed, Part LF227SP-25-160D | 3003.3718 | 11037.3914
600 PSI CYLINDERS
LIFECO-UK |  |  | LIFECO-UK HFC 227ea Cylinder 600 PSI storage Pressure, 16.6 L with Cylinder Valve Ø33mm, UL Listed, Part LF227SP-42-16.6C | 1231.3444 | 4525.1907
LIFECO-UK |  |  | LIFECO-UK HFC 227ea Cylinder 600 PSI storage Pressure, 28.3 L with Cylinder Valve Ø33mm, UL Listed, Part LF227SP-42-28.3C | 1343.2848 | 4936.5716
LIFECO-UK |  |  | LIFECO-UK HFC 227ea Cylinder 600 PSI storage Pressure, 40 L with Cylinder Valve Ø49mm, UL Listed, Part LF227SP-42-40M | 1679.106 | 6170.7145
LIFECO-UK |  |  | LIFECO-UK HFC 227ea Cylinder 600 PSI storage Pressure, 50 L with Cylinder Valve Ø49mm, UL Listed, Part LF227SP-42-50M | 1750.9435 | 6434.7173
LIFECO-UK |  |  | LIFECO-UK HFC 227ea Cylinder 600 PSI storage Pressure, 60 L with Cylinder Valve Ø49mm, UL Listed, Part LF227SP-42-60M | 1823.8678 | 6702.714
LIFECO-UK |  |  | LIFECO-UK HFC 227ea Cylinder 600 PSI storage Pressure, 70 L with Cylinder Valve Ø49mm, UL Listed, Part LF227SP-42-70M | 1968.8469 | 7235.5123
LIFECO-UK |  |  | LIFECO-UK HFC 227ea Cylinder 600 PSI storage Pressure, 80 L with Cylinder Valve Ø49mm, UL Listed, Part LF227SP-42-80M | 2034.5983 | 7477.1487
LIFECO-UK |  |  | LIFECO-UK HFC 227ea Cylinder 600 PSI storage Pressure, 90 L with Cylinder Valve Ø49mm, UL Listed, Part LF227SP-42-90M | 2106.8705 | 7742.749
LIFECO-UK |  |  | LIFECO-UK HFC 227ea Cylinder 600 PSI storage Pressure, 100 L with Cylinder Valve Ø49mm, UL Listed, Part LF227SP-42-100M | 2168.9268 | 7970.8058
LIFECO-UK |  |  | LIFECO-UK HFC 227ea Cylinder 600 PSI storage Pressure, 120 L with Cylinder Valve Ø49mm, UL Listed, Part LF227SP-42-120M | 2248.2632 | 8262.3671
LIFECO-UK |  |  | LIFECO-UK HFC 227ea Cylinder 600 PSI storage Pressure, 150 L with Cylinder Valve Ø49mm, UL Listed, Part LF227SP-42-150M | 2603.9728 | 9569.6
LIFECO-UK |  |  | LIFECO-UK HFC 227ea Cylinder 600 PSI (42 Bar) storage Pressure, 16.6 L with Cylinder Valve Ø33mm, UL Listed, Part LF227SP-42-16.6C | 3003.3718 | 11037.3914
LIFECO-UK |  |  | LIFECO-UK HFC 227ea TPED Cylinder 600 PSI storage Pressure, 16.6 L with Cylinder Valve Ø33mm, UL Listed, Part 811.101.0137, Assembly Type No. LF227SP-42-16.6C | 1231.3444 | 4525.1907
LIFECO-UK |  |  | LIFECO-UK HFC 227ea TPED Cylinder 600 PSI storage Pressure, 40 L with Cylinder Valve Ø49mm, UL Listed, Part 811.101.0158, Assembly Type No. LF227SP-42-40D | 1936.0255 | 7114.8938
LIFECO-UK |  |  | LIFECO-UK HFC 227ea TPED Cylinder 600 PSI storage Pressure, 60 L with Cylinder Valve Ø49mm, UL Listed, Part 811.101.0178, Assembly Type No. LF227SP-42-60D | 2076.6574 | 7631.7161
LIFECO-UK |  |  | LIFECO-UK HFC 227ea TPED Cylinder 600 PSI storage Pressure, 120 L with Cylinder Valve Ø49mm, UL Listed, Part 811.101.0228, Assembly Type No. LF227SP-42-120D | 2543.2207 | 9346.336
LIFECO-UK |  |  | LIFECO-UK HFC 227ea TPED Cylinder 600 PSI storage Pressure, 170 L with Cylinder Valve Ø49mm, UL Listed, Part 811.101.0258, Assembly Type No. LF227SP-42-170D | 3053.6906 | 11222.3131
Cylinder Brackets
LIFECO-UK |  |  | Wall Mounted Cylinder Rack Kit per cylinder, including 2 pcs wall mounted channel, 2 sets cylinder mounting straps and bolt, for 16.6,16.7,28.3L Cylinder, PC02-229, Part 811.106.601 | 111.8317 | 410.9816
LIFECO-UK |  |  | Wall Mounted Cylinder Rack Kit per cylinder, including 2 pcs wall mounted channel, 2 sets cylinder mounting straps and bolt, for 40L GB Cylinder, PC02-260, Part 811.106.602 | 118.6786 | 436.1437
LIFECO-UK |  |  | Wall Mounted Cylinder Rack Kit per cylinder, including 2 pcs wall mounted channel, 2 sets cylinder mounting straps and bolt, for 50, 60, 70, 80L GB Cylinder, PC02-312, Part 811.106.603 | 140.4146 | 516.0235
LIFECO-UK |  |  | Wall Mounted Cylinder Rack Kit per cylinder, including 2 pcs wall mounted channel, 2 sets cylinder mounting straps and bolt, for 40, 50, 60, 70, 80L TPED Cylinder & 49, 62, 80L DOT Cylinder, PC02-324, Part 811.106.604 | 140.4146 | 516.0235
LIFECO-UK |  |  | Wall Mounted Cylinder Rack Kit per cylinder, including 2 pcs wall mounted channel, 2 sets cylinder mounting straps and bolt, for 90, 100, 120, 150, 170L GB Cylinder, & 90, 100, 120, 150L TPED Cylidner, & 52, 103, 106, 147, 153L DOT Cylinder, PC02-406, Part 811.106.605 | 167.1498 | 614.2757
LIFECO-UK |  |  | Wall Mounted Cylinder Rack Kit per cylinder, including 2 pcs wall mounted channel, 2 sets cylinder mounting straps and bolt, for 160,170,180L TPED Cylinder, PC02-462, Part 811.106.606 | 189.9726 | 698.1495
LIFECO-UK-227 GAS
LIFECO-UK |  |  | HFC227ea Clean Agent, UL Listed and FM Approved, Per Kg. | 36 | 132.3
ACTUATION PACKAGE
LIFECO-UK |  |  | Electrical Actuator (Removable) TLX with Manual Actuator, Part 811.101.060 | 592.8 | 2178.54
LIFECO-UK |  |  | Brass Actuator Reset Tool | 81.51 | 299.5492
LIFECO-UK |  |  | Pneumatic Release Device, Part 811.101.064 | 104.3328 | 383.423
LIFECO-UK |  |  | Manual/Pneumatic Release Device, Part 811.101.065 | 123.6778 | 454.5161
LIFECO-UK |  |  | Manual Release Device, Part 811.101.063 | 114.114 | 419.3689
CHECK VALVES
LIFECO-UK |  |  | Manifold Check Valve for Cylinder Valve Size Ø33mm, Part 811.103.001 | 323.7577 | 1189.8096
LIFECO-UK |  |  | Manifold Check Valve for Cylinder Valve Size Ø49mm, Part 811.103.002 | 464.4983 | 1707.0313
180º DISCHARGE NOZZLE
LIFECO-UK |  |  | Discharge Nozzles, Brass, 180º, 3/8", Part 811.104.0XX | 36.5165 | 134.1981
LIFECO-UK |  |  | Discharge Nozzles, Brass, 180º, 1/2" , Part 811.104.1XX | 40.6463 | 149.3752
LIFECO-UK |  |  | Discharge Nozzles, Brass, 180º, 3/4" , Part 811.104.2XX | 43.472 | 159.7596
LIFECO-UK |  |  | Discharge Nozzles, Brass, 180º, 1" , Part 811.104.3XX | 46.4064 | 170.5434
LIFECO-UK |  |  | Discharge Nozzles, Brass, 180º, 1-1/4" , Part 811.104.4XX | 80.8579 | 297.1529
LIFECO-UK |  |  | Discharge Nozzles, Brass, 180º, 1-1/2" , Part 811.104.5XX | 110.0928 | 404.5912
LIFECO-UK |  |  | Discharge Nozzles, Brass, 180º, 2" , Part 811.104.6XX | 144.5444 | 531.2007
360º, DISCHARGE NOZZLE
LIFECO-UK |  |  | Discharge Nozzles, Brass, 360º, 3/8", Part 811.114.0XX | 36.5165 | 134.1981
LIFECO-UK |  |  | Discharge Nozzles, Brass, 360º, 1/2" , Part 811.114.1XX | 40.6463 | 149.3752
LIFECO-UK |  |  | Discharge Nozzles, Brass, 360º, 3/4" , Part 811.114.2XX | 43.472 | 159.7596
LIFECO-UK |  |  | Discharge Nozzles, Brass, 360º, 1" , Part 811.114.3XX | 46.4064 | 170.5434
LIFECO-UK |  |  | Discharge Nozzles, Brass, 360º, 1-1/4" , Part 811.114.4XX | 80.8579 | 297.1529
LIFECO-UK |  |  | Discharge Nozzles, Brass, 360º, 1-1/2" , Part 811.114.5XX | 110.0928 | 404.5912
LIFECO-UK |  |  | Discharge Nozzles, Brass, 360º, 2" , Part 811.114.6XX | 144.5444 | 531.2007
PRESSURE SWITCH
LIFECO-UK |  |  | Low Pressure Switch for 360 PSI System | 113.62 | 417.5535
LIFECO-UK |  |  | Low Pressure Switch for 600 PSI System | 113.62 | 417.5535
LIFECO-UK |  |  | Discharge Pressure Switch SYK101, Part 811.108.008 | 454.1737 | 1669.0884
DISCHARGE CYLINDER HOSES
LIFECO-UK |  |  | Discharge Hose for Cylinder Valve Size Ø33mm, 90° Elbow, L= 550 mm, Part 881.102.001 | 413.9621 | 1521.3108
LIFECO-UK |  |  | Discharge Hose for Cylinder Valve Size Ø49mm, 90° Elbow, L= 700 mm, Part 881.102.002 | 695.3346 | 2555.3548
PNEUMATIC CONTROL UNIT
LIFECO-UK |  |  | Pilot Hose, DN6 L=400 mm, Part 811.102.003 | 55.6442 | 204.4923
LIFECO-UK |  |  | Pilot Hose, DN6 L=500 mm, Part 811.102.004 | 63.1431 | 232.0508
LIFECO-UK |  |  | Pilot Hose, DN6 L=700 mm, Part 811.102.005 | 73.2503 | 269.1949
LIFECO-UK |  |  | Pilot Hose Connector G1/8, to connect the pilot hose and actuator to pneumatically actuating other valves, Part 811.111.001 | 10.1072 | 37.1441
LIFECO-UK |  |  | Pilot Hose Connector M12X1.5, to connect two pilot hoses together. Part 811.111.002 | 10.1072 | 37.1441
LIFECO-UK |  |  | Pilot Hose Connector NPT1/4, to connects the pilot hose to the discharge pressure switch, Part 811.111.003 | 10.1072 | 37.1441
LIFECO-UK |  |  | Pressure Switch Connector, to connect the pressure switch and the manifold joint, Part 811.111.004 | 10.1072 | 37.1441
LIFECO-UK |  |  | Bleed valve, at the location of the pneumatic actuator of the last slave container in Master and Slave System Configuration, Part 811.101.006 | 87.4874 | 321.5162
WARNING SIGN
LIFECO-UK |  |  | Inside Warning Sign, Part 811.108.104 | 11.9548 | 43.9339
LIFECO-UK |  |  | Outside Warning Sign, Part 811.108.105 | 11.9548 | 43.9339
SPARE PARTS
LIFECO-UK |  |  | 3.4 Ltr Pilot Cylinder with Valve, Gauge and Pressure Reducer, Part 811.101.302 | 559.702 | 2056.9048
LIFECO-UK |  |  | Pilot Check Valve DN6, Part 811.103.003 | 116.7223 | 428.9545
LIFECO-UK |  |  | Wall Mounted Cylinder for Pilot Cylinder, Part 811.106.500 | 55.2094 | 202.8947
LIFECO-UK |  |  | Directional Valve, DN 25, Part 811.112.003 | 1074.1931 | 3947.6597
LIFECO-UK |  |  | Directional Valve, DN 32, Part 811.112.004 | 1617.5931 | 5944.6547
LIFECO-UK |  |  | Directional Valve, DN 40, Part 811.112.005 | 1774.3097 | 6520.5881
LIFECO-UK |  |  | Directional Valve, DN 50, Part 811.112.006 | 2315.1014 | 8507.9975
LIFECO-UK |  |  | Directional Valve, DN 65, Part 811.112.007 | 3510.5814 | 12901.3865
LIFECO-UK |  |  | Directional Valve, DN 80, Part 811.112.008 | 3758.2631 | 13811.6168
LIFECO-UK |  |  | Directional Valve, DN 100, Part 811.112.009 | 7536.8493 | 27697.9213
LIFECO-UK |  |  | Directional Valve, DN 125, Part 811.112.010 | 12131.731 | 44584.1116
LIFECO-UK |  |  | Directional Valve, DN 150, Part 811.112.011 | 15900.1014 | 58432.8725
Container Valve Adaptor
LIFECO-UK |  |  | Container Valve Adaptor for 33mm Valve Size, Grooved Type, Model 811.102.010 | 159.7615 | 587.1235
LIFECO-UK |  |  | Container Valve Adaptor for 49mm Valve Size, Grooved Type, Model 811.102.011 | 248.767 | 914.2187
LIFECO-UK |  |  | Container Valve Adaptor for 33mm Valve Size, Threaded Type, Model 811.102.010 | 215.65 | 792.5137
LIFECO-UK |  |  | Container Valve Adaptor for 49mm Valve Size, Threaded Type, Model 811.102.011 | 335.844 | 1234.2267
Note on D7: Mohamed Salah: Do not use
Note on D9: Mohamed Salah: Do not use
Note on D10: Mohamed Salah: Do not use
Note on D11: Mohamed Salah: Do not use
Note on D17: Mohamed Salah: Do not use
Note on D18: Mohamed Salah: Do not use
Note on D19: Mohamed Salah: Do not use
Note on D20: Mohamed Salah: Do not use
Note on D21: Mohamed Salah: Do not use
Note on D22: Mohamed Salah: Do not use
Note on D23: Mohamed Salah: Do not use
Note on D24: Mohamed Salah: Do not use
Note on D25: Mohamed Salah: Do not use
Note on D26: Mohamed Salah: Do not use
Note on D27: Mohamed Salah: Do not use
Note on D28: Mohamed Salah: Do not use

## LIFECO Valves
LIFECO-UK Gate Valve, Check Valve, Butterfly Valve, Post Indicator & Strainer
ITEM OF | Item Code | Item Code | Description |  | LIFECO-UK GP (USD) | LIFECO-UK GP (AED)
Gate Valve OS&Y 300PSI
LIFECO-UK |  |  | Valve Gate OS&Y 3"3299-200-GLF ,UL/FM |  | 284.0547 | 1043.901
LIFECO-UK |  |  | Valve Gate OS&Y 6" 3299-250-GLF ,UL/FM |  | 512.2773 | 1882.619
LIFECO-UK |  |  | Valve-Gate, Resilient Wedge OS&Y. 2" Size, Flanged X Flanged Type WP 300 PSI, FM Approved, LIFECO-UK, Model 3299-300 Series |  | Upon Request | Upon Request
LIFECO-UK |  |  | Valve-Gate, Resilient Wedge OS&Y. 2 ½" Size, Flanged X Flanged Type WP 300 PSI, FM/UL Approved, LIFECO-UK, Model 3299-300 Series |  | 189.3508 | 695.8641
LIFECO-UK |  |  | Valve-Gate, Resilient Wedge OS&Y. 3" Size, Flanged X Flanged Type WP 300 PSI, FM/UL Approved, LIFECO-UK, Model 3299-300 Series |  | 221.7397 | 814.8935
LIFECO-UK |  |  | Valve-Gate, Resilient Wedge OS&Y. 4" Size, Flanged X Flanged Type WP 300 PSI, FM/UL Approved, LIFECO-UK, Model 3299-300 Series |  | 266.586 | 979.7034
LIFECO-UK |  |  | Valve-Gate, Resilient Wedge OS&Y. 5" Size, Flanged X Flanged Type WP 300 PSI, FM/UL Approved, LIFECO-UK, Model 3299-300 Series |  | ON REQUEST | ON REQUEST
LIFECO-UK |  |  | Valve-Gate, Resilient Wedge OS&Y. 6" Size, Flanged X Flanged Type WP 300 PSI, FM/UL Approved, LIFECO-UK, Model 3299-300 Series |  | 421.9414 | 1550.6345
LIFECO-UK |  |  | Valve-Gate, Resilient Wedge OS&Y. 8" Size, Flanged X Flanged Type WP 300 PSI, FM/UL Approved, LIFECO-UK, Model 3299-300 Series |  | 639.7618 | 2351.1246
LIFECO-UK |  |  | Valve-Gate, Resilient Wedge OS&Y. 10" Size, Flanged X Flanged Type WP 300 PSI, FM/UL Approved, LIFECO-UK, Model 3299-300 Series |  | 1053.8865 | 3873.033
LIFECO-UK |  |  | Valve-Gate, Resilient Wedge OS&Y. 12" Size, Flanged X Flanged Type WP 300 PSI, FM/UL Approved, LIFECO-UK, Model 3299-300 Series |  | 1666.7751 | 6125.3987
LIFECO-UK |  |  | Valve-Gate, Resilient Wedge OS&Y. 2" Size, Grooved X Grooved Type WP 300 PSI, FM Approved, LIFECO-UK, Model 3299-300 Series |  | ON REQUEST | ON REQUEST
LIFECO-UK |  |  | Valve-Gate, Resilient Wedge OS&Y. 2 ½" Size, Grooved X Grooved Type WP 300 PSI, FM/UL Approved, LIFECO-UK, Model 3299-300 Series |  | 189.3508 | 695.8641
LIFECO-UK |  |  | Valve-Gate, Resilient Wedge OS&Y. 3" Size, Grooved X Grooved Type WP 300 PSI, FM/UL Approved, LIFECO-UK, Model 3299-300 Series |  | 220.9267 | 811.9057
LIFECO-UK |  |  | Valve-Gate, Resilient Wedge OS&Y. 4" Size, Grooved X Grooved Type WP 300 PSI, FM/UL Approved, LIFECO-UK, Model 3299-300 Series |  | 263.4126 | 968.0414
LIFECO-UK |  |  | Valve-Gate, Resilient Wedge OS&Y. 5" Size, Grooved X Grooved Type WP 300 PSI, FM/UL Approved, LIFECO-UK, Model 3299-300 Series |  | ON REQUEST | ON REQUEST
LIFECO-UK |  |  | Valve-Gate, Resilient Wedge OS&Y. 6" Size, Grooved X Grooved Type WP 300 PSI, FM/UL Approved, LIFECO-UK, Model 3299-300 Series |  | 436.0051 | 1602.3186
LIFECO-UK |  |  | Valve-Gate, Resilient Wedge OS&Y. 8" Size, Grooved X Grooved Type WP 300 PSI, FM/UL Approved, LIFECO-UK, Model 3299-300 Series |  | 707.5739 | 2600.3342
LIFECO-UK |  |  | Valve-Gate, Resilient Wedge OS&Y. 10" Size, Grooved X Grooved Type WP 300 PSI, FM/UL Approved, LIFECO-UK, Model 3299-300 Series |  | 1076.3096 | 3955.4379
LIFECO-UK |  |  | Valve-Gate, Resilient Wedge OS&Y. 12" Size, Grooved X Grooved Type WP 300 PSI, FM/UL Approved, LIFECO-UK, Model 3299-300 Series |  | 1707.9334 | 6276.6554
LIFECO-UK |  |  | Valve-Gate, Resilient Wedge OS&Y. 14" Size, Flanged X Flanged Type WP 250 PSI, UL Approved, LIFECO-UK, Model 3199-250 Series |  | 4033.519 | 14823.1822
LIFECO-UK |  |  | Valve-Gate, Resilient Wedge OS&Y. 16" Size, Flanged X Flanged Type WP 250 PSI, UL Approved, LIFECO-UK, Model 3199-250 Series |  | 5923.3242 | 21768.2163
LIFECO-UK |  |  | Valve-Gate, Resilient Wedge OS&Y. 18" Size, Flanged X Flanged Type WP 250 PSI, UL Approved, LIFECO-UK, Model 3199-250 Series |  | 9207.9734 | 33839.3022
LIFECO-UK |  |  | Valve-Gate, Resilient Wedge OS&Y. 20" Size, Flanged X Flanged Type WP 200 PSI, UL Approved, LIFECO-UK, Model 3199-200 Series |  | 11891.6315 | 43701.7456
LIFECO-UK |  |  | Valve-Gate, Resilient Wedge OS&Y. 24" Size, Flanged X Flanged Type WP 200 PSI, UL Approved, LIFECO-UK, Model 3199-200 Series |  | 15828.7195 | 58170.5443
Gate Valve NRS 300PSI
LIFECO-UK |  |  | Valve Gate NRS 2.5" 3288-250-FLF ,UL/FM |  | 259.9094 | 955.167
LIFECO-UK |  |  | Valve Gate NRS 3" 3288-200-FLF ,UL/FM |  | 183.5369 | 674.498
LIFECO-UK |  |  | Valve Gate NRS 6" 3288-250-FLF ,UL/FM |  | 383.7339 | 1410.222
LIFECO-UK |  |  | Valve-Gate. Resilient Wedge Non Rising Stem. 2" Size. Flange X Flange Type. W.P 300 PSI., FM/UL Approved, LIFECO-UK, Model 3288-300 Series |  | Upon Request | ON REQUEST
LIFECO-UK |  |  | Valve-Gate. Resilient Wedge Non Rising Stem. 2 ½" Size. Flange X Flange Type. W.P 300 PSI., FM/UL Approved, LIFECO-UK, Model 3288-300 Series |  | 181.8764 | 668.3958
LIFECO-UK |  |  | Valve-Gate. Resilient Wedge Non Rising Stem. 3" Size. Flange X Flange Type. W.P 300 PSI., FM/UL Approved, LIFECO-UK, Model 3288-300 Series |  | 209.2824 | 769.1129
LIFECO-UK |  |  | Valve-Gate. Resilient Wedge Non Rising Stem. 4" Size. Flange X Flange Type. W.P 300 PSI., FM/UL Approved, LIFECO-UK, Model 3288-300 Series |  | 270.5776 | 994.3728
LIFECO-UK |  |  | Valve-Gate. Resilient Wedge Non Rising Stem. 5" Size. Flange X Flange Type. W.P 300 PSI., FM/UL Approved, LIFECO-UK, Model 3288-300 Series |  | ON REQUEST | ON REQUEST
LIFECO-UK |  |  | Valve-Gate. Resilient Wedge Non Rising Stem. 6" Size. Flange X Flange Type. W.P 300 PSI., FM/UL Approved, LIFECO-UK, Model 3288-300 Series |  | 460.7857 | 1693.3874
LIFECO-UK |  |  | Valve-Gate. Resilient Wedge Non Rising Stem. 8" Size. Flange X Flange Type. W.P 300 PSI., FM/UL Approved, LIFECO-UK, Model 3288-300 Series |  | 670.2021 | 2462.9926
LIFECO-UK |  |  | Valve-Gate. Resilient Wedge Non Rising Stem. 10" Size. Flange X Flange Type. W.P 300 PSI., FM/UL Approved, LIFECO-UK, Model 3288-300 Series |  | 952.9825 | 3502.2106
LIFECO-UK |  |  | Valve-Gate. Resilient Wedge Non Rising Stem. 12" Size. Flange X Flange Type. W.P 300 PSI., FM/UL Approved, LIFECO-UK, Model 3288-300 Series |  | 1589.5499 | 5841.5958
LIFECO-UK |  |  | Valve-Gate. Resilient Wedge Non Rising Stem. 2" Size. Grooved X Grooved Type. W.P 300 PSI., FM/UL Approved, LIFECO-UK, Model 3288-300 Series |  | Upon Request | ON REQUEST
LIFECO-UK |  |  | Valve-Gate. Resilient Wedge Non Rising Stem. 2 ½" Size. Grooved X Grooved Type. W.P 300 PSI., FM/UL Approved, LIFECO-UK, Model 3288-300 Series |  | 178.4408 | 655.77
LIFECO-UK |  |  | Valve-Gate. Resilient Wedge Non Rising Stem. 3" Size. Grooved X Grooved Type. W.P 300 PSI., FM/UL Approved, LIFECO-UK, Model 3288-300 Series |  | 212.4295 | 780.6785
LIFECO-UK |  |  | Valve-Gate. Resilient Wedge Non Rising Stem. 4" Size. Grooved X Grooved Type. W.P 300 PSI., FM/UL Approved, LIFECO-UK, Model 3288-300 Series |  | 253.4992 | 931.6097
LIFECO-UK |  |  | Valve-Gate. Resilient Wedge Non Rising Stem. 5" Size. Grooved X Grooved Type. W.P 300 PSI., FM/UL Approved, LIFECO-UK, Model 3288-300 Series |  | ON REQUEST | ON REQUEST
LIFECO-UK |  |  | Valve-Gate. Resilient Wedge Non Rising Stem. 6" Size. Grooved X Grooved Type. W.P 300 PSI., FM/UL Approved, LIFECO-UK, Model 3288-300 Series |  | 419.1943 | 1540.539
LIFECO-UK |  |  | Valve-Gate. Resilient Wedge Non Rising Stem. 8" Size. Grooved X Grooved Type. W.P 300 PSI., FM/UL Approved, LIFECO-UK, Model 3288-300 Series |  | 696.7689 | 2560.6256
LIFECO-UK |  |  | Valve-Gate. Resilient Wedge Non Rising Stem. 10" Size. Grooved X Grooved Type. W.P 300 PSI., FM/UL Approved, LIFECO-UK, Model 3288-300 Series |  | 1033.8237 | 3799.3022
LIFECO-UK |  |  | Valve-Gate. Resilient Wedge Non Rising Stem. 12" Size. Grooved X Grooved Type. W.P 300 PSI., FM/UL Approved, LIFECO-UK, Model 3288-300 Series |  | 1639.956 | 6026.8383
LIFECO-UK |  |  | Valve-Gate. Resilient Wedge Non Rising Stem. 20" Size. Flange Type. W.P 200 PSI., UL Approved, LIFECO-UK, Model 3188-200 Series |  | 9225.3349 | 33903.1056
LIFECO-UK |  |  | Valve-Gate. Resilient Wedge Non Rising Stem. 24" Size. Flange Type. W.P 200 PSI., UL Approved, LIFECO-UK, Model 3188-200 Series |  | 12310.7311 | 45241.9369
LIFECO-UK |  |  | Valve-Gate. Resilient Wedge Non Rising Stem. 14" Size. Flange Type. W.P 250 PSI., UL Approved, LIFECO-UK, Model 3188-250 Series |  | 3131.6772 | 11508.9138
LIFECO-UK |  |  | Valve-Gate. Resilient Wedge Non Rising Stem. 16" Size. Flange Type. W.P 250 PSI., UL Approved, LIFECO-UK, Model 3188-250 Series |  | 4597.2404 | 16894.8586
LIFECO-UK |  |  | Valve-Gate. Resilient Wedge Non Rising Stem. 18" Size. Flange Type. W.P 250 PSI., UL Approved, LIFECO-UK, Model 3188-250 Series |  | 7034.7035 | 25852.5354
Swinging Type Check Valve 350 PSI & 300PSI
LIFECO-UK |  |  | Valve-Check Type 2" DI Body. Bronze Seat. EPDM Disc. Flanged Type, WP 350 PSI, UL/FM Approved, LIFECO-UK, Model 5201-350-FLF |  | 109.181 | 401.24
LIFECO-UK |  |  | Valve-Check Type 2 ½" DI Body. Bronze Seat. EPDM Disc. Flanged Type, WP 350 PSI, UL/FM Approved, LIFECO-UK, Model 5201-350-FLF |  | 117.5893 | 432.1409
LIFECO-UK |  |  | Valve-Check Type 3" DI Body. Bronze Seat. EPDM Disc. Flanged Type, WP 350 PSI, UL/FM Approved, LIFECO-UK, Model 5201-350-FLF |  | 187.5329 | 689.1834
LIFECO-UK |  |  | Valve-Check Type 4" DI Body. Bronze Seat. EPDM Disc. Flanged Type, WP 350 PSI, UL/FM Approved, LIFECO-UK, Model 5201-350-FLF |  | 218.2683 | 802.136
LIFECO-UK |  |  | Valve-Check Type 6" DI Body. Bronze Seat. EPDM Disc. Flanged Type, WP 350 PSI, UL/FM Approved, LIFECO-UK, Model 5201-350-FLF |  | 410.4168 | 1508.2819
LIFECO-UK |  |  | Valve-Check Type 8" DI Body. Bronze Seat. EPDM Disc. Flanged Type, WP 350 PSI, UL/FM Approved, LIFECO-UK, Model 5201-350-FLF |  | 675.8933 | 2483.908
LIFECO-UK |  |  | Valve-Check Type 10" DI Body. Bronze Seat. EPDM Disc. Flanged Type, WP 350 PSI, UL/FM Approved, LIFECO-UK, Model 5201-350-FLF |  | 1252.7185 | 4603.7406
LIFECO-UK |  |  | Valve-Check Type 12" DI Body. Bronze Seat. EPDM Disc. Flanged Type, WP 350 PSI, UL/FM Approved, LIFECO-UK, Model 5201-350-FLF |  | 2330.0415 | 8562.9025
LIFECO-UK |  |  | Valve-Check Type 2 ½" DI Body. EPDM Disc. Grooved Type, WP 300 PSI, UL/FM Approved, LIFECO-UK, Model 5905-300-GLF |  | 79.0386 | 290.4667
LIFECO-UK |  |  | Valve-Check Type 3" DI Body. EPDM Disc. Grooved Type, WP 300 PSI, UL/FM Approved, LIFECO-UK, Model 5905-300-GLF |  | 106.3981 | 391.0129
LIFECO-UK |  |  | Valve-Check Type 4" DI Body. EPDM Disc. Grooved Type, WP 300 PSI, UL/FM Approved, LIFECO-UK, Model 5905-300-GLF |  | 132.3758 | 486.481
LIFECO-UK |  |  | Valve-Check Type 6" DI Body. EPDM Disc. Grooved Type, WP 300 PSI, UL/FM Approved, LIFECO-UK, Model 5905-300-GLF |  | 270.8314 | 995.3055
LIFECO-UK |  |  | Valve-Check Type 8" DI Body. EPDM Disc. Grooved Type, WP 300 PSI, UL/FM Approved, LIFECO-UK, Model 5905-300-GLF |  | 455.9917 | 1675.7695
LIFECO-UK |  |  | Valve-Check Type 10" DI Body. EPDM Disc. Grooved Type, WP 300 PSI, UL/FM Approved, LIFECO-UK, Model 5905-300-GLF |  | 725.0268 | 2664.4736
LIFECO-UK |  |  | Valve-Check Type 12" DI Body. EPDM Disc. Grooved Type, WP 300 PSI, UL/FM Approved, LIFECO-UK, Model 5905-300-GLF |  | 1127.8195 | 4144.7367
Wafer Type Check Valve 175 PSI UL listed
LIFECO-UK |  |  | 4" Check Valve Wafer, UL Listed, 175PSI, Model 5211-175-FLF |  | 204.5878 | 751.86
LIFECO-UK |  |  | 6" Check Valve Wafer, UL Listed, 175PSI, Model 5211-175-FLF |  | 327.4449 | 1203.36
LIFECO-UK |  |  | 8" Check Valve Wafer, UL Listed, 175PSI, Model 5211-175-FLF |  | 483.3769 | 1776.41
LIFECO-UK |  |  | 10" Check Valve Wafer, UL Listed, 175PSI, Model 5211-175-FLF |  | 623.7143 | 2292.15
LIFECO-UK |  |  | 12" Check Valve Wafer, UL Listed, 175PSI, Model 5211-175-FLF |  | 904.3973 | 3323.66
Butterfly Valve 300PSI
LIFECO-UK |  |  | ValveBflyWfer2"w/T.Swtch 2305-200-LF, UL |  | 104.88 | 385.434
LIFECO-UK |  |  | ValveBflyWfer3"w/T.Swtch 2305-200-LF, UL |  | 120.1758 | 441.646
LIFECO-UK |  |  | ValveBflyWfer4"w/T.Swtch 2305-200-LF, UL |  | 126.7284 | 465.727
LIFECO-UK |  |  | VlveBflyWfer8"w/T.Swtch 2305-200-LF, UL |  | 249.0884 | 915.4
LIFECO-UK |  |  | ValveBflyGrv2"w/T.Switch 2905-200-LF, UL |  | 108.1469 | 397.44
LIFECO-UK |  |  | ValveBflyGrv2.5"w/T.Switch 2905-200-LF, UL |  | 113.6169 | 417.542
LIFECO-UK |  |  | ValveBflyGrv3"w/T.Switch 2905-200-LF, UL |  | 126.7284 | 465.727
LIFECO-UK |  |  | ValveBflyGrv4"w/T.Switch 2905-200-LF, UL |  | 130.6087 | 479.987
LIFECO-UK |  |  | ValveBflyGrv6"w/T.Switch 2905-200-LF, UL |  | 196.7486 | 723.051
LIFECO-UK |  |  | Valve-Butterfly Grooved Type 2" DI Body, DI Disc, EPDM Rubber with Tamper Switch, WP 300 PSI, UL/FM Approved, LIFECO-UK, Model LF-BFVG |  | 122.3364 | 449.5862
LIFECO-UK |  |  | Valve-Butterfly Grooved Type 2 ½" DI Body, DI Disc, EPDM Rubber with Tamper Switch, WP 300 PSI, UL/FM Approved, LIFECO-UK, Model LF-BFVG |  | 132.0254 | 485.1933
LIFECO-UK |  |  | Valve-Butterfly Grooved Type 3" DI Body, DI Disc, EPDM Rubber with Tamper Switch, WP 300 PSI, UL/FM Approved, LIFECO-UK, Model LF-BFVG |  | 140.4905 | 516.3027
LIFECO-UK |  |  | Valve-Butterfly Grooved Type 4" DI Body, DI Disc, EPDM Rubber with Tamper Switch, WP 300 PSI, UL/FM Approved, LIFECO-UK, Model LF-BFVG |  | 147.7573 | 543.008
LIFECO-UK |  |  | Valve-Butterfly Grooved Type 6" DI Body, DI Disc, EPDM Rubber with Tamper Switch, WP 300 PSI, UL/FM Approved, LIFECO-UK, Model LF-BFVG |  | 218.0025 | 801.1593
LIFECO-UK |  |  | Valve-Butterfly Grooved Type 8" DI Body, DI Disc, EPDM Rubber with Tamper Switch, WP 300 PSI, UL/FM Approved, LIFECO-UK, Model LF-BFVG |  | 290.67 | 1068.2124
LIFECO-UK |  |  | Valve-Butterfly Grooved Type 10" DI Body, DI Disc, EPDM Rubber with Tamper Switch, WP 300 PSI, UL/FM Approved, LIFECO-UK, Model LF-BFVG |  | 702.4526 | 2581.5133
LIFECO-UK |  |  | Valve-Butterfly Grooved Type 12" DI Body, DI Disc, EPDM Rubber with Tamper Switch, WP 300 PSI, UL/FM Approved, LIFECO-UK, Model LF-BFVG |  | 908.3439 | 3338.1637
LIFECO-UK |  |  | Valve-Butterfly Wafer Type 2" DI Body, DI Disc, EPDM Seat with Tamper Switch, WP 300 PSI, UL/FM Approved, LIFECO-UK, Model LF-BFVW |  | 116.268 | 427.285
LIFECO-UK |  |  | Valve-Butterfly Wafer Type 2 ½" DI Body, DI Disc, EPDM Seat with Tamper Switch, WP 300 PSI, UL/FM Approved, LIFECO-UK, Model LF-BFVW |  | 125.957 | 462.892
LIFECO-UK |  |  | Valve-Butterfly Wafer Type 3" DI Body, DI Disc, EPDM Seat with Tamper Switch, WP 300 PSI, UL/FM Approved, LIFECO-UK, Model LF-BFVW |  | 133.2238 | 489.5973
LIFECO-UK |  |  | Valve-Butterfly Wafer Type 4" DI Body, DI Disc, EPDM Seat with Tamper Switch, WP 300 PSI, UL/FM Approved, LIFECO-UK, Model LF-BFVW |  | 140.4905 | 516.3027
LIFECO-UK |  |  | Valve-Butterfly Wafer Type 6" DI Body, DI Disc, EPDM Seat with Tamper Switch, WP 300 PSI, UL/FM Approved, LIFECO-UK, Model LF-BFVW |  | 209.5374 | 770.05
LIFECO-UK |  |  | Valve-Butterfly Wafer Type 8" DI Body, DI Disc, EPDM Seat with Tamper Switch, WP 300 PSI, UL/FM Approved, LIFECO-UK, Model LF-BFVW |  | 276.1365 | 1014.8018
LIFECO-UK |  |  | Valve-Butterfly Wafer Type 10" DI Body, DI Disc, EPDM Seat with Tamper Switch, WP 300 PSI, UL/FM Approved, LIFECO-UK, Model LF-BFVW |  | 477.1651 | 1753.5818
LIFECO-UK |  |  | Valve-Butterfly Wafer Type 12" DI Body, DI Disc, EPDM Seat with Tamper Switch, WP 300 PSI, UL/FM Approved, LIFECO-UK, Model LF-BFVW |  | 799.3426 | 2937.5841
Y - Strainer
LIFECO-UK |  |  | 2.5" Y-Strainer Flanged CI Body 175PSI UL listed LIFECO-UK Model 6201-175-FLF |  | 131.55 | 483.4463
LIFECO-UK |  |  | 3" Y-Strainer Flanged CI Body 175PSI UL listed LIFECO-UK Model 6201-175-FLF |  | 166.87 | 613.2473
LIFECO-UK |  |  | 4" Y-Strainer Flanged CI Body 175PSI UL listed LIFECO-UK Model 6201-175-FLF |  | 282.37 | 1037.7097
LIFECO-UK |  |  | 5 Y-Strainer Flanged CI Body 175PSI UL listed LIFECO-UK Model 6201-175-FLF |  | 433.21 | 1592.0467
LIFECO-UK |  |  | 6" Y-Strainer Flanged CI Body 175PSI UL listed LIFECO-UK Model 6201-175-FLF |  | 468.5 | 1721.7375
LIFECO-UK |  |  | 8" Y-Strainer Flanged CI Body 175PSI UL listed LIFECO-UK Model 6201-175-FLF |  | 776.55 | 2853.8212
LIFECO-UK |  |  | 10" Y-Strainer Flanged CI Body 175PSI UL listed LIFECO-UK Model 6201-175-FLF |  | 1740.8 | 6397.44
LIFECO-UK |  |  | 12" Y-Strainer Flanged CI Body 175PSI UL listed LIFECO-UK Model 6201-175-FLF |  | 2502.88 | 9198.084
LIFECO-UK |  |  | 2.5" Y-Strainer Grooved CI Body 175PSI UL listed LIFECO-UK Model 6201-175-GLF |  | 145.1595 | 533.4611
LIFECO-UK |  |  | 3" Y-Strainer Grooved CI Body 175PSI UL listed LIFECO-UK Model 6201-175-GLF |  | 174.1756 | 640.0953
LIFECO-UK |  |  | 4" Y-Strainer Grooved CI Body 175PSI UL listed LIFECO-UK Model 6201-175-GLF |  | 297.7573 | 1094.2582
LIFECO-UK |  |  | 5 Y-Strainer Grooved CI Body 175PSI UL listed LIFECO-UK Model 6201-175-GLF |  | 413.8744 | 1520.9884
LIFECO-UK |  |  | 6" Y-Strainer Grooved CI Body 175PSI UL listed LIFECO-UK Model 6201-175-GLF |  | 656.0614 | 2411.0257
LIFECO-UK |  |  | 8" Y-Strainer Grooved CI Body 175PSI UL listed LIFECO-UK Model 6201-175-GLF |  | 943.5894 | 3467.691
LIFECO-UK |  |  | 10" Y-Strainer Grooved CI Body 175PSI UL listed LIFECO-UK Model 6201-175-GLF |  | 1654.6682 | 6080.9055
LIFECO-UK |  |  | 12" Y-Strainer Grooved CI Body 175PSI UL listed LIFECO-UK Model 6201-175-GLF |  | 2380.3998 | 8747.9693
Basket Strainer
LIFECO-UK |  |  | 3" Basket Type Flange CI Body 200PSI UL listed LIFECO-UK Model 6301-200-FLF |  | 243.2929 | 894.1014
LIFECO-UK |  |  | 4" Basket Type Flange CI Body 200PSI UL listed LIFECO-UK Model 6301-200-FLF |  | 428.5273 | 1574.8377
LIFECO-UK |  |  | 5" Basket Type Flange CI Body 200PSI UL listed LIFECO-UK Model 6301-200-FLF |  | 547.409 | 2011.7281
LIFECO-UK |  |  | 6" Basket Type Flange CI Body 200PSI UL listed LIFECO-UK Model 6301-200-FLF |  | 727.114 | 2672.1439
LIFECO-UK |  |  | 8" Basket Type Flange CI Body 200PSI UL listed LIFECO-UK Model 6301-200-FLF |  | 1349.1697 | 4958.1986
LIFECO-UK |  |  | 10" Basket Type Flange CI Body 200PSI UL listed LIFECO-UK Model 6301-200-FLF |  | 1893.814 | 6959.7665
LIFECO-UK |  |  | 12" Basket Type Flange CI Body 200PSI UL listed LIFECO-UK Model 6301-200-FLF |  | 2854.5445 | 10490.451
Post Indicator & T-Key for NRS
LIFECO-UK |  |  | Indicator Post, Vertical Type, FM/UL, for NRS Valve 4" to 14", LIFECO-UK, Model LF-PST-V |  | 539.61 | 1983.0669
LIFECO-UK |  |  | Indicator Post, Wall Type, FM/UL, for NRS Valve, LIFECO-UK, Model LF-PST-W |  | 492.4394 | 1809.7149
LIFECO-UK | SF-VLVMISC05 | SF-VLVMISC05 | T Key (Spindle) for NRS Gate Valve | - | 83.1154 | 305.4492
LIFECO-UK |  |  | Handwheel to suit 65 mm NRS Gate Valve |  | 18.8745 | 69.3638
LIFECO-UK |  |  | Handwheel to suit 80 mm NRS Gate Valve |  | 18.8745 | 69.3638
LIFECO-UK |  |  | Handwheel to suit 100 mm NRS Gate Valve |  | 18.8745 | 69.3638
LIFECO-UK |  |  | Handwheel to suit 150 mm NRS Gate Valve |  | 26.4309 | 97.1334
LIFECO-UK |  |  | Handwheel to suit 200 mm NRS Gate Valve |  | 33.2217 | 122.0899
LIFECO-UK |  |  | Handwheel to suit 250 mm NRS Gate Valve |  | 37.749 | 138.7276
LIFECO-UK |  |  | Handwheel to suit 300 mm NRS Gate Valve |  | 45.2726 | 166.3766
LIFECO-UK |  |  | Handwheel to suit 350 mm NRS Gate Valve |  | 49.0671 | 180.3217
LIFECO-UK |  |  | Handwheel to suit 400 mm NRS Gate Valve |  | 49.0671 | 180.3217
LIFECO-UK |  |  | Handwheel to suit 450 mm NRS Gate Valve |  | 66.4107 | 244.0593
LIFECO-UK |  |  | Handwheel to suit 500 mm NRS Gate Valve |  | 66.4107 | 244.0593
LIFECO-UK |  |  | Handwheel to suit 600 mm NRS Gate Valve |  | 79.2488 | 291.2395
Supervisory Switch for OS&Y Valve
LIFECO-UK |  |  | supervisory switch for OS&Y Gate valve, 1 set of SPDT, UL/FM approved, LIFECO-UK Model LF-SSOSY-1 |  | 87.8176 | 322.7297
LIFECO-UK |  |  | supervisory switch for OS&Y Gate valve, 2 sets of SPDT, UL/FM approved, LIFECO-UK Model LF-SSOSY-2 |  | 100.9 | 370.8075
LIFECO-UK |  |  | supervisory switch for OS&Y Gate valve, 2 sets of SPDT and cover, UL/FM approved, LIFECO-UK Model LF-SSOSY-3 |  | 111.5355 | 409.8931
Supervisory Switch for NRS Valve
LIFECO-UK |  |  | supervisory switch for NRS Gate valve, 1 set of SPDT, UL/FM approved, LIFECO-UK Model LF-LF-SIP-1 |  | 89.6268 | 329.3784
LIFECO-UK |  |  | supervisory switch for NRS Gate valve, 2 sets of SPDT, UL/FM approved, LIFECO-UK Model LF-SIP-2 |  | 96.2658 | 353.7768
LIFECO-UK |  |  | supervisory switch for NRS Gate valve, 2 sets of SPDT and cover, UL/FM approved, LIFECO-UK Model LF-SIP-3 |  | 100.9131 | 370.8557

## LIFECO Sprinklers
LIFECO-UK FIRE SPRINKLERS
ITEM OF | Item Code | Item Code | Description | LIFECO-UK GP (USD) | LIFECO-UK GP (AED)
LIFECO-UK |  |  | Sprinkler Concealed 68°C SR ½” K5.6 White, Model LF007 | 11.4969 | 42.251
LIFECO-UK |  |  | Sprinkler Concealed 68°C QR ½” K5.6 White, Model LF008 | 13.8 | 50.715
LIFECO-UK |  |  | Sprinkler Concealed 68°C SR ½” K5.6Chrome,Model LF007 | 14.0253 | 51.543
LIFECO-UK |  |  | Sprinkler Concealed 79°C SR ½” K5.6 White, Model LF007 | 11.7284 | 43.102
LIFECO-UK |  |  | Sprinkler Con 79°C QR ½” K5.6 Chrome, Model LF008 | 14.4822 | 53.222
LIFECO-UK |  |  | Sprinkler Con 79°C QR ½” K5.6 White,Model LF008 | 14.0316 | 51.566
LIFECO-UK |  |  | Sprinkler Con 68°C QR ½” K5.6 Chrome,W/Out Cover Model LF008 | 14.0253 | 51.543
LIFECO-UK |  |  | Sprinkler Hor 68°C SR ½” K5.6 Chrome, Model LF001 | 3.8615 | 14.191
LIFECO-UK |  |  | Sprinkler Hor 68°C QR ½” K5.6 Chrome, Model LF002 | 6.0895 | 22.379
LIFECO-UK |  |  | Sprinkler Hor 79°C QR ½” K5.6 Chrome, Model LF002 | 5.9769 | 21.965
LIFECO-UK |  |  | Sprinkler Pen 68°C SR ½” K5.6 Chrome, Model LF005 | 3.8615 | 14.191
LIFECO-UK |  |  | Sprinkler Pen 68°C QR ½” K5.6 Chrome, Model LF006 | 5.9769 | 21.965
LIFECO-UK |  |  | Sprinkler Pen 79°C QR ½” K5.6 Chrome, Model LF006 | 14.0253 | 51.543
LIFECO-UK |  |  | Sprinkler Pen 93°C SR ½” K5.6 Chrome, Model LF005 | 4.3684 | 16.054
LIFECO-UK |  |  | Sprinkler Upright 68°C SR ½” K5.6 Chrome, Model LF003 | 3.8615 | 14.191
LIFECO-UK |  |  | Sprinkler Up 68°C QR ½” K5.6 Chrome, Model LF004 | 5.9769 | 21.965
LIFECO-UK |  |  | Sprinkler Upright 93°C SR ½” K5.6 Chrome, Model LF003 | 4.2683 | 15.686
LIFECO-UK |  |  | Sprinkler Up 79°C QR ½” K5.6 Chrome, Model LF004 | 5.9769 | 21.965
LIFECO-UK |  |  | Sprinkler Up 93°C QR ½” K5.6 Chrome, Model LF004 | 6.4337 | 23.644
LIFECO-UK |  |  | Sprinkler Pen 93°C QR ½” K5.6 Chrome, Model LF006 | 6.4337 | 23.644
LIFECO-UK |  |  | Sprinkler Hor 93°C QR ½” K5.6 Chrome, Model LF002 | 6.4337 | 23.644
LIFECO-UK |  |  | Sprinkler Hor 93°C SR ½” K5.6 Chrome, Model LF001 | 4.3684 | 16.054
LIFECO-UK |  |  | Sprinkler Concealed 79°C SR ½” K5.6 Chrome, Model LF007 | 12.1853 | 44.781
LF-300 Series - K-Factor 5.6 (80)
Upright Sprinkler
LIFECO-UK |  |  | Sprinkler Upright 1/2"57Deg, K-Factor 5.6 (80) Standard Response ,Chrome Plated, UL/FM, LIFECO-UK, Model LF310 | 4.3 | 15.8025
LIFECO-UK |  |  | Sprinkler Upright 1/2"68Deg, K-Factor 5.6 (80) Standard Response ,Chrome Plated, UL/FM LIFECO-UK, Model LF310 | 4.3 | 15.8025
LIFECO-UK |  |  | Sprinkler Upright 1/2"79Deg, K-Factor 5.6 (80) Standard Response ,Chrome Plated, UL/FM, LIFECO-UK, Model LF310 | 4.3 | 15.8025
LIFECO-UK |  |  | Sprinkler Upright 1/2"93Deg, K-Factor 5.6 (80) Standard Response ,Chrome Plated, UL/FM, LIFECO-UK, Model LF310 | 4.65 | 17.0888
LIFECO-UK |  |  | Sprinkler Upright 1/2"57Deg, K-Factor 5.6 (80) Quick Response ,Chrome Plated, UL/FM, LIFECO-UK, Model LF311 | 5.3 | 19.4775
LIFECO-UK |  |  | Sprinkler Upright 1/2"68Deg, K-Factor 5.6 (80) Quick Response ,Chrome Plated, UL/FM, LIFECO-UK, Model LF311 | 5.3 | 19.4775
LIFECO-UK |  |  | Sprinkler Upright 1/2"79Deg, K-Factor 5.6 (80) Quick Response ,Chrome Plated, UL/FM, LIFECO-UK, Model LF311 | 5.3 | 19.4775
LIFECO-UK |  |  | Sprinkler Upright 1/2"93Deg, K-Factor 5.6 (80) Quick Response ,Chrome Plated, UL/FM, LIFECO-UK, Model LF311 | 5.634 | 20.705
Pendent Sprinkler
LIFECO-UK |  |  | Sprinkler Pendent 1/2"57Deg, K-Factor 5.6 (80) Standard Response ,Chrome Plated, UL/FM, LIFECO-UK,Model LF320 | 4.3 | 15.8025
LIFECO-UK |  |  | Sprinkler Pendent 1/2"68Deg, K-Factor 5.6 (80) Standard Response ,Chrome Plated, UL/FM LIFECO-UK Model LF320 | 4.3 | 15.8025
LIFECO-UK |  |  | Sprinkler Pendent 1/2"79Deg, K-Factor 5.6 (80) Standard Response ,Chrome Plated, UL/FM, LIFECO-UK,Model LF320 | 4.3 | 15.8025
LIFECO-UK |  |  | Sprinkler Pendent 1/2"93Deg, K-Factor 5.6 (80) Standard Response ,Chrome Plated, UL/FM LIFECO-UK Model LF320 | 4.65 | 17.0888
LIFECO-UK |  |  | Sprinkler Pendent 1/2"57Deg, K-Factor 5.6 (80) Quick Response ,Chrome Plated, UL/FM LIFECO-UK Model LF321 | 5.3 | 19.4775
LIFECO-UK |  |  | Sprinkler Pendent 1/2"68Deg, K-Factor 5.6 (80) Quick Response, Chrome Plated, UL/FM LIFECO-UK Model LF321 | 5.3 | 19.4775
LIFECO-UK |  |  | Sprinkler Pendent 1/2"79Deg, K-Factor 5.6 (80) Quick Response ,Chrome Plated, UL/FM, LIFECO-UK,Model LF321 | 5.3 | 19.4775
LIFECO-UK |  |  | Sprinkler Pendent 1/2"93Deg, K-Factor 5.6 (80) Quick Response, Chrome Plated, UL/FM LIFECO-UK Model LF321 | 5.63 | 20.6902
Sidewall Sprinkler
LIFECO-UK |  |  | Sprinkler Horizontal Sidewall 1/2"68Deg, K-Factor 5.6 (80) Standard Response, Chrome Plated, UL/FM, LIFECO-UK, Model LF340 | 4.83 | 17.7502
LIFECO-UK |  |  | Sprinkler Horizontal Sidewall 1/2"79Deg, K-Factor 5.6 (80) Standard Response ,Chrome Plated, UL/FM LIFECO-UK, Model LF340 | 4.83 | 17.7502
LIFECO-UK |  |  | Sprinkler Horizontal Sidewall 1/2"93Deg, K-Factor 5.6 (80) Standard Response, Chrome Plated, UL/FM, LIFECO-UK, Model LF340 | 5.3 | 19.4775
LIFECO-UK |  |  | Sprinkler Horizontal Sidewall 1/2"68Deg, K-Factor 5.6 (80) Quick Response, Chrome Plated, UL/FM, LIFECO-UK, Model LF341 | 5.87 | 21.5723
LIFECO-UK |  |  | Sprinkler Horizontal Sidewall 1/2"79Deg, K-Factor 5.6 (80) Quick Response ,Chrome Plated, UL/FM LIFECO-UK, Model LF341 | 5.87 | 21.5723
LIFECO-UK |  |  | Sprinkler Horizontal Sidewall 1/2"93Deg, K-Factor 5.6 (80) Quick Response, Chrome Plated, UL/FM, LIFECO-UK, Model LF341 | 6.329 | 23.2591
Concealed Pendent Sprinkler
LIFECO-UK |  |  | Sprinkler Concealed Pendent 1/2"68Deg, K-Factor 5.6 (80) Standard Response ,Chrome cover plate, UL Listed, LIFECO-UK, Model LF820 | 17.47 | 64.2022
LIFECO-UK |  |  | Sprinkler Concealed Pendent 1/2"93Deg, K-Factor 5.6 (80) Standard Response ,Chrome cover plate, UL Listed, LIFECO-UK, Model LF820 | 18.28 | 67.179
LIFECO-UK |  |  | Sprinkler Concealed Pendent 1/2" 68Deg, K-Factor 5.6 (80) Quick Response ,Chrome cover plate, UL Listed, LIFECO-UK, Model LF821 | 19.44 | 71.442
LIFECO-UK |  |  | Sprinkler Concealed Pendent 1/2" 93Deg, K-Factor 5.6 (80) Quick Response, Chrome Cover plate, UL Listed, LIFECO-UK, Model LF821 | 20.23 | 74.3452
Pendent Sprinkler for clean Room
LIFECO-UK |  |  | Sprinkler Pendent for Mold Bar &Clean Room 1/2"57Deg, K-Factor 5.6 (80) Quick Response, Chrome UL/FM LIFECO-UK Model LF222 | 5.98 | 21.9765
LIFECO-UK |  |  | Sprinkler Pendent for Mold Bar &Clean Room 1/2"68Deg, K-Factor 5.6 (80) Quick Response, Chrome UL/FM LIFECO-UK Model LF222 | 5.98 | 21.9765
LIFECO-UK |  |  | Sprinkler Pendent for Mold Bar &Clean Room 1/2"93Deg, K-Factor 5.6 (80) Quick Response, Chrome UL/FM LIFECO-UK Model LF222 | 6.9 | 25.3575
Flush Pendent Sprinkler
LIFECO-UK |  |  | Sprinkler Flush type Pendent 1/2" 72Deg, K-Factor 5.6 (80) Standar Response, UL LIFECO-UK Model LF720 | 13.8 | 50.715
LIFECO-UK |  |  | Sprinkler Flush type Pendent 1/2" 105Deg, K-Factor 5.6 (80) Standar Response, UL LIFECO-UK Model LF720 | 16.1 | 59.1675
LIFECO-UK |  |  | Sprinkler Flush type Pendent 1/2" 72Deg, K-Factor 5.6 (80) Quick Response, UL LIFECO-UK Model LF721 | 17.25 | 63.3937
LF-400 Series - K-Factor 8 (115)
Pendent Sprinkler
LIFECO-UK |  |  | Sprinkler Pendent 3/4"57Deg, K-Factor 8 (115) Standard Response ,Brass UL LIFECO-UK Model LF420 | Upon Request | Upon Request
LIFECO-UK |  |  | Sprinkler Pendent 3/4" 68Deg, K-Factor 8 (115) Standard Response ,Brass UL LIFECO-UK Model LF420 | Upon Request | Upon Request
LIFECO-UK |  |  | Sprinkler Pendent 3/4" 79Deg, K-Factor 8 (115) Standard Response ,Brass UL LIFECO-UK Model LF420 | Upon Request | Upon Request
LIFECO-UK |  |  | Sprinkler Pendent 3/4" 93Deg, K-Factor 8 (115) Standard Response ,Brass UL LIFECO-UK Model LF420 | Upon Request | Upon Request
LIFECO-UK |  |  | Sprinkler Pendent 3/4"57Deg, K-Factor 8 (115) Standard Response ,Chrome UL LIFECO-UK Model LF420 | 8.05 | 29.5837
LIFECO-UK |  |  | Sprinkler Pendent 3/4" 68Deg, K-Factor 8 (115) Standard Response ,Chrome UL LIFECO-UK Model LF420 | 8.05 | 29.5837
LIFECO-UK |  |  | Sprinkler Pendent 3/4" 79Deg, K-Factor 8 (115) Standard Response ,Chrome UL LIFECO-UK Model LF420 | 8.05 | 29.5837
LIFECO-UK |  |  | Sprinkler Pendent 3/4" 93Deg, K-Factor 8 (115) Standard Response ,Chrome UL LIFECO-UK Model LF420 | 8.51 | 31.2742
LIFECO-UK |  |  | Sprinkler Pendent 3/4"57Deg, K-Factor 8 (115) Standard Response ,White, UL LIFECO-UK Model LF420 | Upon Request | Upon Request
LIFECO-UK |  |  | Sprinkler Pendent 3/4" 68Deg, K-Factor 8 (115) Standard Response ,White, UL LIFECO-UK Model LF420 | Upon Request | Upon Request
LIFECO-UK |  |  | Sprinkler Pendent 3/4" 79Deg, K-Factor 8 (115) Standard Response ,White, UL LIFECO-UK Model LF420 | Upon Request | Upon Request
LIFECO-UK |  |  | Sprinkler Pendent 3/4" 93Deg, K-Factor 8 (115) Standard Response ,White, UL LIFECO-UK Model LF420 | Upon Request | Upon Request
LIFECO-UK |  |  | Sprinkler Pendent 3/4"57Deg, K-Factor 8 (115) Quick Response ,Brass UL LIFECO-UK Model LF421 | Upon Request | Upon Request
LIFECO-UK |  |  | Sprinkler Pendent 3/4" 68Deg, K-Factor 8 (115) Quick Response ,Brass UL LIFECO-UK Model LF421 | Upon Request | Upon Request
LIFECO-UK |  |  | Sprinkler Pendent 3/4" 79Deg, K-Factor 8 (115) Quick Response ,Brass UL LIFECO-UK Model LF421 | Upon Request | Upon Request
LIFECO-UK |  |  | Sprinkler Pendent 3/4" 93Deg, K-Factor 8 (115) Quick Response ,Brass UL LIFECO-UK Model LF421 | Upon Request | Upon Request
LIFECO-UK |  |  | Sprinkler Pendent 3/4" 141Deg, K-Factor 8 (115) Quick Response ,Brass UL LIFECO-UK Model LF421 | Upon Request | Upon Request
LIFECO-UK |  |  | Sprinkler Pendent 3/4"57Deg, K-Factor 8 (115) Quick Response ,Chrome UL LIFECO-UK Model LF421 | 9.2 | 33.81
LIFECO-UK |  |  | Sprinkler Pendent 3/4" 68Deg, K-Factor 8 (115) Quick Response ,Chrome UL LIFECO-UK Model LF421 | 9.2 | 33.81
LIFECO-UK |  |  | Sprinkler Pendent 3/4" 79Deg, K-Factor 8 (115) Quick Response ,Chrome UL LIFECO-UK Model LF421 | 9.2 | 33.81
LIFECO-UK |  |  | Sprinkler Pendent 3/4" 93Deg, K-Factor 8 (115) Quick Response ,Chrome UL LIFECO-UK Model LF421 | 9.66 | 35.5005
LIFECO-UK |  |  | Sprinkler Pendent 3/4" 141Deg, K-Factor 8 (115) Quick Response ,Chrome UL LIFECO-UK Model LF421 | 10.35 | 38.0362
LIFECO-UK |  |  | Sprinkler Pendent 3/4"57Deg, K-Factor 8 (115) Quick Response ,White, UL LIFECO-UK Model LF421 | Upon Request | Upon Request
LIFECO-UK |  |  | Sprinkler Pendent 3/4" 68Deg, K-Factor 8 (115) Quick Response ,White UL LIFECO-UK Model LF421 | Upon Request | Upon Request
LIFECO-UK |  |  | Sprinkler Pendent 3/4" 79Deg, K-Factor 8 (115) Quick Response ,White, UL LIFECO-UK Model LF421 | Upon Request | Upon Request
LIFECO-UK |  |  | Sprinkler Pendent 3/4" 93Deg, K-Factor 8 (115) Quick Response ,White, UL LIFECO-UK Model LF421 | Upon Request | Upon Request
LIFECO-UK |  |  | Sprinkler Pendent 3/4" 141Deg, K-Factor 8 (115) Quick Response ,White, UL LIFECO-UK Model LF421 | Upon Request | Upon Request
Upright Sprinkler
LIFECO-UK |  |  | Sprinkler Upright 3/4"57Deg, K-Factor 8 (115) Standard Response ,Brass UL LIFECO-UK Model LF410 | Upon Request | Upon Request
LIFECO-UK |  |  | Sprinkler Upright 3/4" 68Deg, K-Factor 8 (115) Standard Response ,Brass UL LIFECO-UK Model LF410 | Upon Request | Upon Request
LIFECO-UK |  |  | Sprinkler Upright 3/4" 79Deg, K-Factor 8 (115) Standard Response ,Brass UL LIFECO-UK Model LF410 | Upon Request | Upon Request
LIFECO-UK |  |  | Sprinkler Upright 3/4" 93Deg, K-Factor 8 (115) Standard Response ,Brass UL LIFECO-UK Model LF410 | Upon Request | Upon Request
LIFECO-UK |  |  | Sprinkler Upright 3/4"57Deg, K-Factor 8 (115) Standard Response ,Chrome UL LIFECO-UK Model LF410 | 8.05 | 29.5837
LIFECO-UK |  |  | Sprinkler Upright 3/4" 68Deg, K-Factor 8 (115) Standard Response ,Chrome UL LIFECO-UK Model LF410 | 8.05 | 29.5837
LIFECO-UK |  |  | Sprinkler Upright 3/4" 79Deg, K-Factor 8 (115) Standard Response ,Chrome UL LIFECO-UK Model LF410 | 8.05 | 29.5837
LIFECO-UK |  |  | Sprinkler Upright 3/4" 93Deg, K-Factor 8 (115) Standard Response ,Chrome UL LIFECO-UK Model LF410 | 8.51 | 31.2742
LIFECO-UK |  |  | Sprinkler Upright 3/4"57Deg, K-Factor 8 (115) Standard Response ,White, UL LIFECO-UK Model LF410 | Upon Request | Upon Request
LIFECO-UK |  |  | Sprinkler Upright 3/4" 68Deg, K-Factor 8 (115) Standard Response ,White, UL LIFECO-UK Model LF410 | Upon Request | Upon Request
LIFECO-UK |  |  | Sprinkler Upright 3/4" 79Deg, K-Factor 8 (115) Standard Response ,White, UL LIFECO-UK Model LF410 | Upon Request | Upon Request
LIFECO-UK |  |  | Sprinkler Upright 3/4" 93Deg, K-Factor 8 (115) Standard Response ,White, UL LIFECO-UK Model LF410 | Upon Request | Upon Request
LIFECO-UK |  |  | Sprinkler Upright 3/4"57Deg, K-Factor 8 (115) Quick Response ,Brass UL LIFECO-UK Model LF411 | Upon Request | Upon Request
LIFECO-UK |  |  | Sprinkler Upright 3/4" 68Deg, K-Factor 8 (115) Quick Response ,Brass UL LIFECO-UK Model LF411 | Upon Request | Upon Request
LIFECO-UK |  |  | Sprinkler Upright 3/4" 79Deg, K-Factor 8 (115) Quick Response ,Brass UL LIFECO-UK Model LF411 | Upon Request | Upon Request
LIFECO-UK |  |  | Sprinkler Upright 3/4" 93Deg, K-Factor 8 (115) Quick Response ,Brass UL LIFECO-UK Model LF411 | Upon Request | Upon Request
LIFECO-UK |  |  | Sprinkler Upright 3/4" 141Deg, K-Factor 8 (115) Quick Response ,Brass UL LIFECO-UK Model LF411 | Upon Request | Upon Request
LIFECO-UK |  |  | Sprinkler Upright 3/4"57Deg, K-Factor 8 (115) Quick Response ,Chrome UL LIFECO-UK Model LF411 | 9.2 | 33.81
LIFECO-UK |  |  | Sprinkler Upright 3/4" 68Deg, K-Factor 8 (115) Quick Response ,Chrome UL LIFECO-UK Model LF411 | 9.2 | 33.81
LIFECO-UK |  |  | Sprinkler Upright 3/4" 79Deg, K-Factor 8 (115) Quick Response ,Chrome UL LIFECO-UK Model LF411 | 9.2 | 33.81
LIFECO-UK |  |  | Sprinkler Upright 3/4" 93Deg, K-Factor 8 (115) Quick Response ,Chrome UL LIFECO-UK Model LF411 | 9.66 | 35.5005
LIFECO-UK |  |  | Sprinkler Upright 3/4" 141Deg, K-Factor 8 (115) Quick Response ,Chrome UL LIFECO-UK Model LF411 | 10.35 | 38.0362
LIFECO-UK |  |  | Sprinkler Upright 3/4"57Deg, K-Factor 8 (115) Quick Response ,White, UL LIFECO-UK Model LF411 | Upon Request | Upon Request
LIFECO-UK |  |  | Sprinkler Upright 3/4" 68Deg, K-Factor 8 (115) Quick Response ,White, UL LIFECO-UK Model LF411 | Upon Request | Upon Request
LIFECO-UK |  |  | Sprinkler Upright 3/4" 79Deg, K-Factor 8 (115) Quick Response ,White, UL LIFECO-UK Model LF411 | Upon Request | Upon Request
LIFECO-UK |  |  | Sprinkler Upright 3/4" 93Deg, K-Factor 8 (115) Quick Response ,White, UL LIFECO-UK Model LF411 | Upon Request | Upon Request
LIFECO-UK |  |  | Sprinkler Upright 3/4" 141Deg, K-Factor 8 (115) Quick Response ,White, UL LIFECO-UK Model LF411 | Upon Request | Upon Request
LF-500 Series - K-Factor 11.2 (160)
Upright Sprinkler
LIFECO-UK |  |  | LIFECO-UK Fire Sprinkler, Upright for Storage and In-rack application, 3/4", Temperature Ratings 68 °C, K-Factor 11.2 (160), Standard Response ,Chrome Plated, FM Approved, Model LF510 | 17.6218 | 64.76
LIFECO-UK |  |  | LIFECO-UK Fire Sprinkler, Upright for Storage and In-rack application, 3/4", Temperature Ratings 68 °C, K-Factor 11.2 (160), Standard Response, Brass Finishing, FM Approved, Model LF510 | 17.6218 | 64.76
LIFECO-UK |  |  | LIFECO-UK Fire Sprinkler, Upright for Storage and In-rack application, 3/4", Temperature Ratings 93 °C, K-Factor 11.2 (160), Standard Response ,Chrome Plated, FM Approved, Model LF510 | 18.5605 | 68.21
LIFECO-UK |  |  | LIFECO-UK Fire Sprinkler, Upright for Storage and In-rack application, 3/4", Temperature Ratings 93 °C, K-Factor 11.2 (160), Standard Response, Brass Finishing, FM Approved, Model LF510 | 18.5605 | 68.21
LF-600 Series - K-Factor 5.6 (80)
Upright Sprinkler
LIFECO-UK |  |  | LIFECO-UK Fire Sprinkler, Upright Type, 1/2", Temperature Ratings 57 °C, K-Factor 5.6 (80), Standard Response, Chrome Plated, UL/FM Approved, Model LF610 | 3.77 | 13.8547
LIFECO-UK |  |  | LIFECO-UK Fire Sprinkler, Upright Type, 1/2", Temperature Ratings 68 °C, K-Factor 5.6 (80), Standard Response, Chrome Plated, UL/FM Approved, Model LF610 | 3.77 | 13.8547
LIFECO-UK |  |  | LIFECO-UK Fire Sprinkler, Upright Type, 1/2", Temperature Ratings 79 °C, K-Factor 5.6 (80), Standard Response, Chrome Plated, UL/FM Approved, Model LF610 | 3.77 | 13.8547
LIFECO-UK |  |  | LIFECO-UK Fire Sprinkler, Upright Type, 1/2", Temperature Ratings 93 °C, K-Factor 5.6 (80), Standard Response, Chrome Plated, UL/FM Approved, Model LF610 | 3.77 | 13.8547
LIFECO-UK |  |  | LIFECO-UK Fire Sprinkler, Upright Type, 1/2", Temperature Ratings 141 °C, K-Factor 5.6 (80), Standard Response, Chrome Plated, UL/FM Approved, Model LF610 | 4.29 | 15.7658
LIFECO-UK |  |  | LIFECO-UK Fire Sprinkler, Upright Type, 1/2", Temperature Ratings 57 °C, K-Factor 5.6 (80), Standard Response, Brass Finishing, UL/FM Approved, Model LF610 | 3.77 | 13.8547
LIFECO-UK |  |  | LIFECO-UK Fire Sprinkler, Upright Type, 1/2", Temperature Ratings 68 °C, K-Factor 5.6 (80), Standard Response, Brass Finishing, UL/FM Approved, Model LF610 | 3.77 | 13.8547
LIFECO-UK |  |  | LIFECO-UK Fire Sprinkler, Upright Type, 1/2", Temperature Ratings 79 °C, K-Factor 5.6 (80), Standard Response, Brass Finishing, UL/FM Approved, Model LF610 | 3.77 | 13.8547
LIFECO-UK |  |  | LIFECO-UK Fire Sprinkler, Upright Type, 1/2", Temperature Ratings 93 °C, K-Factor 5.6 (80), Standard Response, Brass Finishing, UL/FM Approved, Model LF610 | 3.77 | 13.8547
LIFECO-UK |  |  | LIFECO-UK Fire Sprinkler, Upright Type, 1/2", Temperature Ratings 141 °C, K-Factor 5.6 (80), Standard Response, Brass Finishing, UL/FM Approved, Model LF610 | 4.29 | 15.7658
LIFECO-UK |  |  | LIFECO-UK Fire Sprinkler, Upright Type, 1/2", Temperature Ratings 57 °C, K-Factor 5.6 (80), Quick Response, Chrome Plated, UL/FM Approved, Model LF611 | 5.33 | 19.5877
LIFECO-UK |  |  | LIFECO-UK Fire Sprinkler, Upright Type, 1/2", Temperature Ratings 68 °C, K-Factor 5.6 (80), Quick Response, Chrome Plated, UL/FM Approved, Model LF611 | 5.33 | 19.5877
LIFECO-UK |  |  | LIFECO-UK Fire Sprinkler, Upright Type, 1/2", Temperature Ratings 79 °C, K-Factor 5.6 (80), Quick Response, Chrome Plated, UL/FM Approved, Model LF611 | 5.33 | 19.5877
LIFECO-UK |  |  | LIFECO-UK Fire Sprinkler, Upright Type, 1/2", Temperature Ratings 93 °C, K-Factor 5.6 (80), Quick Response, Chrome Plated, UL/FM Approved, Model LF611 | 5.33 | 19.5877
LIFECO-UK |  |  | LIFECO-UK Fire Sprinkler, Upright Type, 1/2", Temperature Ratings 141 °C, K-Factor 5.6 (80), Quick Response, Chrome Plated, UL/FM Approved, Model LF611 | 5.85 | 21.4987
LIFECO-UK |  |  | LIFECO-UK Fire Sprinkler, Upright Type, 1/2", Temperature Ratings 57 °C, K-Factor 5.6 (80), Quick Response, Brass Finishing, UL/FM Approved, Model LF611 | 5.33 | 19.5877
LIFECO-UK |  |  | LIFECO-UK Fire Sprinkler, Upright Type, 1/2", Temperature Ratings 68 °C, K-Factor 5.6 (80), Quick Response, Brass Finishing, UL/FM Approved, Model LF611 | 5.33 | 19.5877
LIFECO-UK |  |  | LIFECO-UK Fire Sprinkler, Upright Type, 1/2", Temperature Ratings 79 °C, K-Factor 5.6 (80), Quick Response, Brass Finishing, UL/FM Approved, Model LF611 | 5.33 | 19.5877
LIFECO-UK |  |  | LIFECO-UK Fire Sprinkler, Upright Type, 1/2", Temperature Ratings 93 °C, K-Factor 5.6 (80), Quick Response, Brass Finishing, UL/FM Approved, Model LF611 | 5.33 | 19.5877
LIFECO-UK |  |  | LIFECO-UK Fire Sprinkler, Upright Type, 1/2", Temperature Ratings 141 °C, K-Factor 5.6 (80), Quick Response, Brass Finishing, UL/FM Approved, Model LF611 | 5.85 | 21.4987
Pendent Sprinkler
LIFECO-UK |  |  | LIFECO-UK Fire Sprinkler, Pendent Type, 1/2", Temperature Ratings 57 °C, K-Factor 5.6 (80), Standard Response, Chrome Plated, UL/FM Approved, Model LF620 | 3.77 | 13.8547
LIFECO-UK |  |  | LIFECO-UK Fire Sprinkler, Pendent Type, 1/2", Temperature Ratings 68 °C, K-Factor 5.6 (80), Standard Response, Chrome Plated, UL/FM Approved, Model LF620 | 3.77 | 13.8547
LIFECO-UK |  |  | LIFECO-UK Fire Sprinkler, Pendent Type, 1/2", Temperature Ratings 79 °C, K-Factor 5.6 (80), Standard Response, Chrome Plated, UL/FM Approved, Model LF620 | 3.77 | 13.8547
LIFECO-UK |  |  | LIFECO-UK Fire Sprinkler, Pendent Type, 1/2", Temperature Ratings 93 °C, K-Factor 5.6 (80), Standard Response, Chrome Plated, UL/FM Approved, Model LF620 | 3.77 | 13.8547
LIFECO-UK |  |  | LIFECO-UK Fire Sprinkler, Pendent Type, 1/2", Temperature Ratings 141 °C, K-Factor 5.6 (80), Standard Response, Chrome Plated, UL/FM Approved, Model LF620 | 4.29 | 15.7658
LIFECO-UK |  |  | LIFECO-UK Fire Sprinkler, Pendent Type, 1/2", Temperature Ratings 57 °C, K-Factor 5.6 (80), Standard Response, Brass Finishing, UL/FM Approved, Model LF620 | 3.77 | 13.8547
LIFECO-UK |  |  | LIFECO-UK Fire Sprinkler, Pendent Type, 1/2", Temperature Ratings 68 °C, K-Factor 5.6 (80), Standard Response, Brass Finishing, UL/FM Approved, Model LF620 | 3.77 | 13.8547
LIFECO-UK |  |  | LIFECO-UK Fire Sprinkler, Pendent Type, 1/2", Temperature Ratings 79 °C, K-Factor 5.6 (80), Standard Response, Brass Finishing, UL/FM Approved, Model LF620 | 3.77 | 13.8547
LIFECO-UK |  |  | LIFECO-UK Fire Sprinkler, Pendent Type, 1/2", Temperature Ratings 93 °C, K-Factor 5.6 (80), Standard Response, Brass Finishing, UL/FM Approved, Model LF620 | 3.77 | 13.8547
LIFECO-UK |  |  | LIFECO-UK Fire Sprinkler, Pendent Type, 1/2", Temperature Ratings 141 °C, K-Factor 5.6 (80), Standard Response, Brass Finishing, UL/FM Approved, Model LF620 | 4.29 | 15.7658
LIFECO-UK |  |  | LIFECO-UK Fire Sprinkler, Pendent Type, 1/2", Temperature Ratings 57 °C, K-Factor 5.6 (80), Quick Response, Chrome Plated, UL/FM Approved, Model LF621 | 5.33 | 19.5877
LIFECO-UK |  |  | LIFECO-UK Fire Sprinkler, Pendent Type, 1/2", Temperature Ratings 68 °C, K-Factor 5.6 (80), Quick Response, Chrome Plated, UL/FM Approved, Model LF621 | 5.33 | 19.5877
LIFECO-UK |  |  | LIFECO-UK Fire Sprinkler, Pendent Type, 1/2", Temperature Ratings 79 °C, K-Factor 5.6 (80), Quick Response, Chrome Plated, UL/FM Approved, Model LF621 | 5.33 | 19.5877
LIFECO-UK |  |  | LIFECO-UK Fire Sprinkler, Pendent Type, 1/2", Temperature Ratings 93 °C, K-Factor 5.6 (80), Quick Response, Chrome Plated, UL/FM Approved, Model LF621 | 5.33 | 19.5877
LIFECO-UK |  |  | LIFECO-UK Fire Sprinkler, Pendent Type, 1/2", Temperature Ratings 141 °C, K-Factor 5.6 (80), Quick Response, Chrome Plated, UL/FM Approved, Model LF621 | 5.85 | 21.4987
LIFECO-UK |  |  | LIFECO-UK Fire Sprinkler, Pendent Type, 1/2", Temperature Ratings 57 °C, K-Factor 5.6 (80), Quick Response, Brass Finishing, UL/FM Approved, Model LF621 | 5.33 | 19.5877
LIFECO-UK |  |  | LIFECO-UK Fire Sprinkler, Pendent Type, 1/2", Temperature Ratings 68 °C, K-Factor 5.6 (80), Quick Response, Brass Finishing, UL/FM Approved, Model LF621 | 5.33 | 19.5877
LIFECO-UK |  |  | LIFECO-UK Fire Sprinkler, Pendent Type, 1/2", Temperature Ratings 79 °C, K-Factor 5.6 (80), Quick Response, Brass Finishing, UL/FM Approved, Model LF621 | 5.33 | 19.5877
LIFECO-UK |  |  | LIFECO-UK Fire Sprinkler, Pendent Type, 1/2", Temperature Ratings 93 °C, K-Factor 5.6 (80), Quick Response, Brass Finishing, UL/FM Approved, Model LF621 | 5.33 | 19.5877
LIFECO-UK |  |  | LIFECO-UK Fire Sprinkler, Pendent Type, 1/2", Temperature Ratings 141 °C, K-Factor 5.6 (80), Quick Response, Brass Finishing, UL/FM Approved, Model LF621 | 5.85 | 21.4987
Sidewall Sprinkler
LIFECO-UK |  |  | LIFECO-UK Fire Sprinkler, Horizontal Sidewall Type, 1/2", Temperature Ratings 57 °C, K-Factor 5.6 (80), Standard Response, Chrome Plated, UL/FM Approved, Model LF640 | 3.77 | 13.8547
LIFECO-UK |  |  | LIFECO-UK Fire Sprinkler, Horizontal Sidewall Type, 1/2", Temperature Ratings 68 °C, K-Factor 5.6 (80), Standard Response, Chrome Plated, UL/FM Approved, Model LF640 | 3.77 | 13.8547
LIFECO-UK |  |  | LIFECO-UK Fire Sprinkler, Horizontal Sidewall Type, 1/2", Temperature Ratings 79 °C, K-Factor 5.6 (80), Standard Response, Chrome Plated, UL/FM Approved, Model LF640 | 3.77 | 13.8547
LIFECO-UK |  |  | LIFECO-UK Fire Sprinkler, Horizontal Sidewall Type, 1/2", Temperature Ratings 93 °C, K-Factor 5.6 (80), Standard Response, Chrome Plated, UL/FM Approved, Model LF640 | 3.77 | 13.8547
LIFECO-UK |  |  | LIFECO-UK Fire Sprinkler, Horizontal Sidewall Type, 1/2", Temperature Ratings 141 °C, K-Factor 5.6 (80), Standard Response, Chrome Plated, UL/FM Approved, Model LF640 | 4.29 | 15.7658
LIFECO-UK |  |  | LIFECO-UK Fire Sprinkler, Horizontal Sidewall Type, 1/2", Temperature Ratings 57 °C, K-Factor 5.6 (80), Standard Response, Brass Finishing, UL/FM Approved, Model LF640 | 3.77 | 13.8547
LIFECO-UK |  |  | LIFECO-UK Fire Sprinkler, Horizontal Sidewall Type, 1/2", Temperature Ratings 68 °C, K-Factor 5.6 (80), Standard Response, Brass Finishing, UL/FM Approved, Model LF640 | 3.77 | 13.8547
LIFECO-UK |  |  | LIFECO-UK Fire Sprinkler, Horizontal Sidewall Type, 1/2", Temperature Ratings 79 °C, K-Factor 5.6 (80), Standard Response, Brass Finishing, UL/FM Approved, Model LF640 | 3.77 | 13.8547
LIFECO-UK |  |  | LIFECO-UK Fire Sprinkler, Horizontal Sidewall Type, 1/2", Temperature Ratings 93 °C, K-Factor 5.6 (80), Standard Response, Brass Finishing, UL/FM Approved, Model LF640 | 3.77 | 13.8547
LIFECO-UK |  |  | LIFECO-UK Fire Sprinkler, Horizontal Sidewall Type, 1/2", Temperature Ratings 141 °C, K-Factor 5.6 (80), Standard Response, Brass Finishing, UL/FM Approved, Model LF640 | 4.29 | 15.7658
LIFECO-UK |  |  | LIFECO-UK Fire Sprinkler, Horizontal Sidewall Type, 1/2", Temperature Ratings 57 °C, K-Factor 5.6 (80), Quick Response, Chrome Plated, UL/FM Approved, Model LF641 | 5.33 | 19.5877
LIFECO-UK |  |  | LIFECO-UK Fire Sprinkler, Horizontal Sidewall Type, 1/2", Temperature Ratings 68 °C, K-Factor 5.6 (80), Quick Response, Chrome Plated, UL/FM Approved, Model LF641 | 5.33 | 19.5877
LIFECO-UK |  |  | LIFECO-UK Fire Sprinkler, Horizontal Sidewall Type, 1/2", Temperature Ratings 79 °C, K-Factor 5.6 (80), Quick Response, Chrome Plated, UL/FM Approved, Model LF641 | 5.33 | 19.5877
LIFECO-UK |  |  | LIFECO-UK Fire Sprinkler, Horizontal Sidewall Type, 1/2", Temperature Ratings 93 °C, K-Factor 5.6 (80), Quick Response, Chrome Plated, UL/FM Approved, Model LF641 | 5.33 | 19.5877
LIFECO-UK |  |  | LIFECO-UK Fire Sprinkler, Horizontal Sidewall Type, 1/2", Temperature Ratings 141 °C, K-Factor 5.6 (80), Quick Response, Chrome Plated, UL/FM Approved, Model LF641 | 5.85 | 21.4987
LIFECO-UK |  |  | LIFECO-UK Fire Sprinkler, Horizontal Sidewall Type, 1/2", Temperature Ratings 57 °C, K-Factor 5.6 (80), Quick Response, Brass Finishing, UL/FM Approved, Model LF641 | 5.33 | 19.5877
LIFECO-UK |  |  | LIFECO-UK Fire Sprinkler, Horizontal Sidewall Type, 1/2", Temperature Ratings 68 °C, K-Factor 5.6 (80), Quick Response, Brass Finishing, UL/FM Approved, Model LF641 | 5.33 | 19.5877
LIFECO-UK |  |  | LIFECO-UK Fire Sprinkler, Horizontal Sidewall Type, 1/2", Temperature Ratings 79 °C, K-Factor 5.6 (80), Quick Response, Brass Finishing, UL/FM Approved, Model LF641 | 5.33 | 19.5877
LIFECO-UK |  |  | LIFECO-UK Fire Sprinkler, Horizontal Sidewall Type, 1/2", Temperature Ratings 93 °C, K-Factor 5.6 (80), Quick Response, Brass Finishing, UL/FM Approved, Model LF641 | 5.33 | 19.5877
LIFECO-UK |  |  | LIFECO-UK Fire Sprinkler, Horizontal Sidewall Type, 1/2", Temperature Ratings 141 °C, K-Factor 5.6 (80), Quick Response, Brass Finishing, UL/FM Approved, Model LF641 | 5.85 | 21.4987
LF-800 Series - K-Factor 5.6 (80)
Concealed Pendent Sprinkler
LIFECO-UK |  |  | LIFECO-UK Fire Sprinkler, Concealed Pendent Type, 1/2", Sprinkler Temperature Ratings 57 °C & Cover Temperature Ratings 57 °C , K-Factor 5.6 (80), Standard Response, Chrome Plate Color, UL Listed, Model LF830 | 15.08 | 55.419
LIFECO-UK |  |  | LIFECO-UK Fire Sprinkler, Concealed Pendent Type, 1/2", Sprinkler Temperature Ratings 68 °C & Cover Temperature Ratings 57 °C , K-Factor 5.6 (80), Standard Response, Chrome Plate Color, UL Listed, Model LF830 | 15.08 | 55.419
LIFECO-UK |  |  | LIFECO-UK Fire Sprinkler, Concealed Pendent Type, 1/2", Sprinkler Temperature Ratings 79 °C & Cover Temperature Ratings 73 °C , K-Factor 5.6 (80), Standard Response, Chrome Plate Color, UL Listed, Model LF830 | 15.6 | 57.33
LIFECO-UK |  |  | LIFECO-UK Fire Sprinkler, Concealed Pendent Type, 1/2", Sprinkler Temperature Ratings 93 °C & Cover Temperature Ratings 73 °C , K-Factor 5.6 (80), Standard Response, Chrome Plate Color, UL Listed, Model LF830 | 15.6 | 57.33
LIFECO-UK |  |  | LIFECO-UK Fire Sprinkler, Concealed Pendent Type, 1/2", Sprinkler Temperature Ratings 57 °C & Cover Temperature Ratings 57 °C , K-Factor 5.6 (80), Standard Response, White Plate Color, UL Listed, Model LF830 | 14.3 | 52.5525
LIFECO-UK |  |  | LIFECO-UK Fire Sprinkler, Concealed Pendent Type, 1/2", Sprinkler Temperature Ratings 68 °C & Cover Temperature Ratings 57 °C , K-Factor 5.6 (80), Standard Response, White Plate Color, UL Listed, Model LF830 | 14.3 | 52.5525
LIFECO-UK |  |  | LIFECO-UK Fire Sprinkler, Concealed Pendent Type, 1/2", Sprinkler Temperature Ratings 79 °C & Cover Temperature Ratings 73 °C , K-Factor 5.6 (80), Standard Response, White Plate Color, UL Listed, Model LF830 | 14.82 | 54.4635
LIFECO-UK |  |  | LIFECO-UK Fire Sprinkler, Concealed Pendent Type, 1/2", Sprinkler Temperature Ratings 93 °C & Cover Temperature Ratings 73 °C , K-Factor 5.6 (80), Standard Response, White Plate Color, UL Listed, Model LF830 | 14.82 | 54.4635
LIFECO-UK |  |  | LIFECO-UK Fire Sprinkler, Concealed Pendent Type, 1/2", Sprinkler Temperature Ratings 57 °C & Cover Temperature Ratings 57 °C , K-Factor 5.6 (80), Quick Response, Chrome Plate Color, UL Listed, Model LF831 | 15.86 | 58.2855
LIFECO-UK |  |  | LIFECO-UK Fire Sprinkler, Concealed Pendent Type, 1/2", Sprinkler Temperature Ratings 68 °C & Cover Temperature Ratings 57 °C , K-Factor 5.6 (80), Quick Response, Chrome Plate Color, UL Listed, Model LF831 | 15.86 | 58.2855
LIFECO-UK |  |  | LIFECO-UK Fire Sprinkler, Concealed Pendent Type, 1/2", Sprinkler Temperature Ratings 79 °C & Cover Temperature Ratings 73 °C , K-Factor 5.6 (80), Quick Response, Chrome Plate Color, UL Listed, Model LF831 | 16.38 | 60.1965
LIFECO-UK |  |  | LIFECO-UK Fire Sprinkler, Concealed Pendent Type, 1/2", Sprinkler Temperature Ratings 93 °C & Cover Temperature Ratings 73 °C , K-Factor 5.6 (80), Quick Response, Chrome Plate Color, UL Listed, Model LF831 | 16.38 | 60.1965
LIFECO-UK |  |  | LIFECO-UK Fire Sprinkler, Concealed Pendent Type, 1/2", Sprinkler Temperature Ratings 57 °C & Cover Temperature Ratings 57 °C , K-Factor 5.6 (80), Quick Response, White Plate Color, UL Listed, Model LF831 | 15.08 | 55.419
LIFECO-UK |  |  | LIFECO-UK Fire Sprinkler, Concealed Pendent Type, 1/2", Sprinkler Temperature Ratings 68 °C & Cover Temperature Ratings 57 °C , K-Factor 5.6 (80), Quick Response, White Plate Color, UL Listed, Model LF831 | 15.08 | 55.419
LIFECO-UK |  |  | LIFECO-UK Fire Sprinkler, Concealed Pendent Type, 1/2", Sprinkler Temperature Ratings 79 °C & Cover Temperature Ratings 73 °C , K-Factor 5.6 (80), Quick Response, White Plate Color, UL Listed, Model LF831 | 15.6 | 57.33
LIFECO-UK |  |  | LIFECO-UK Fire Sprinkler, Concealed Pendent Type, 1/2", Sprinkler Temperature Ratings 93 °C & Cover Temperature Ratings 73 °C , K-Factor 5.6 (80), Quick Response, White Plate Color, UL Listed, Model LF831 | 15.6 | 57.33
Concealed Pendent Sprinkler Accessories
LIFECO-UK |  |  | Chrome Cover Plate, 57 °C | 7.8 | 28.665
LIFECO-UK |  |  | Chrome Cover Plate, 73 °C | 8.32 | 30.576
LIFECO-UK |  |  | White Cover Plate, 57 °C | 7.02 | 25.7985
LIFECO-UK |  |  | White Cover Plate, 73 °C | 7.54 | 27.7095
Accessories
LIFECO-UK |  |  | Sprinkler Wrench for 1/2" Concealed Sprinkler (LF820/LF821), Model LF-SW-02 | 34.5031 | 126.799
LIFECO-UK |  |  | SPRINKLER WRENCH, 1/2" DIA. NPT, LIFECO-UK, Model LF-SW-01 | 17.9619 | 66.01
LIFECO-UK |  |  | Escutcheon Plate Double for Sprinkler Chrome, LIFECO-UK, Model LF-ESC/2 | 0.644 | 2.3667
LIFECO-UK |  |  | Escutcheon Plate Single for Sprinkler Chrome, LIFECO-UK, Model LF-ESC/1 | 0.368 | 1.3524
LIFECO-UK |  |  | HEAD GUARD FOR 1/2” SPRINKLER, CHROME, MODEL LF-SG12 | 1.6084 | 5.911
LIFECO-UK |  |  | HEAD GUARD FOR 3/4” SPRINKLER, CHROME, MODEL LF-SG13 | 1.8737 | 6.8857

## Flexible Sprinkler Hose
Flexible Sprinkler Hose with Fittings
ITEM OF | Item Code | Item Code | Description | LIFECO-UK GP (USD) | LIFECO-UK GP (AED)
27mm Unbraided Type (UL-Listed)
LIFECO-UK |  |  | Flexible Sprinkler Hose, Unbraided Type, 175 PSI Rated Pressure, 1" Inlet and 1/2" Outlet, 27mm Hose Diamter, UL-Listed, 700mm Assembly Length, Model LPN-A700-12 | 12.6472 | 46.4786
LIFECO-UK |  |  | Flexible Sprinkler Hose, Unbraided Type, 175 PSI Rated Pressure, 1" Inlet and 1/2" Outlet, 27mm Hose Diamter, UL-Listed, 1000mm Assembly Length, Model LPN-A1000-12 | 14.1419 | 51.9716
LIFECO-UK |  |  | Flexible Sprinkler Hose, Unbraided Type, 175 PSI Rated Pressure, 1" Inlet and 1/2" Outlet, 27mm Hose Diamter, UL-Listed, 1200mm Assembly Length, Model LPN-A1200-12 | 15.1767 | 55.7744
LIFECO-UK |  |  | Flexible Sprinkler Hose, Unbraided Type, 175 PSI Rated Pressure, 1" Inlet and 1/2" Outlet, 27mm Hose Diamter, UL-Listed, 1500mm Assembly Length, Model LPN-A1500-12 | 16.5564 | 60.8448
LIFECO-UK |  |  | Flexible Sprinkler Hose, Unbraided Type, 175 PSI Rated Pressure, 1" Inlet and 1/2" Outlet, 27mm Hose Diamter, UL-Listed, 1800mm Assembly Length, Model LPN-A1800-12 | 18.166 | 66.7602
LIFECO-UK |  |  | Flexible Sprinkler Hose, Unbraided Type, 175 PSI Rated Pressure, 1" Inlet and 3/4" Outlet, 27mm Hose Diamter, UL-Listed, 700mm Assembly Length, Model LPN-A700-19 | 12.6472 | 46.4786
LIFECO-UK |  |  | Flexible Sprinkler Hose, Unbraided Type, 175 PSI Rated Pressure, 1" Inlet and 3/4" Outlet, 27mm Hose Diamter, UL-Listed, 1000mm Assembly Length, Model LPN-A1000-19 | 14.1419 | 51.9716
LIFECO-UK |  |  | Flexible Sprinkler Hose, Unbraided Type, 175 PSI Rated Pressure, 1" Inlet and 3/4" Outlet, 27mm Hose Diamter, UL-Listed, 1200mm Assembly Length, Model LPN-A1200-19 | 15.1767 | 55.7744
LIFECO-UK |  |  | Flexible Sprinkler Hose, Unbraided Type, 175 PSI Rated Pressure, 1" Inlet and 3/4" Outlet, 27mm Hose Diamter, UL-Listed, 1500mm Assembly Length, Model LPN-A1500-19 | 16.5564 | 60.8448
LIFECO-UK |  |  | Flexible Sprinkler Hose, Unbraided Type, 175 PSI Rated Pressure, 1" Inlet and 3/4" Outlet, 27mm Hose Diamter, UL-Listed, 1800mm Assembly Length, Model LPN-A1800-19 | 18.166 | 66.7602
27mm Braided Type (UL-Listed)
LIFECO-UK |  |  | Flexible Sprinkler Hose, Braided Type, 200 PSI Rated Pressure, 1" Inlet and 1/2" Outlet, 27mm Hose Diamter, UL-Listed, 700mm Assembly Length, Model LPB-B700-12 | 17.4762 | 64.225
LIFECO-UK |  |  | Flexible Sprinkler Hose, Braided Type, 200 PSI Rated Pressure, 1" Inlet and 1/2" Outlet, 27mm Hose Diamter, UL-Listed, 1000mm Assembly Length, Model LPB-B1000-12 | 19.0858 | 70.1405
LIFECO-UK |  |  | Flexible Sprinkler Hose, Braided Type, 200 PSI Rated Pressure, 1" Inlet and 1/2" Outlet, 27mm Hose Diamter, UL-Listed, 1200mm Assembly Length, Model LPB-B12000-12 | 21.1554 | 77.7461
LIFECO-UK |  |  | Flexible Sprinkler Hose, Braided Type, 200 PSI Rated Pressure, 1" Inlet and 1/2" Outlet, 27mm Hose Diamter, UL-Listed, 1500mm Assembly Length, Model LPB-B1500-12 | 23.9148 | 87.8869
LIFECO-UK |  |  | Flexible Sprinkler Hose, Braided Type, 200 PSI Rated Pressure, 1" Inlet and 1/2" Outlet, 27mm Hose Diamter, UL-Listed, 1800mm Assembly Length, Model LPB-B1800-12 | 26.6742 | 98.0277
LIFECO-UK |  |  | Flexible Sprinkler Hose, Braided Type, 200 PSI Rated Pressure, 1" Inlet and 3/4" Outlet, 27mm Hose Diamter, UL-Listed, 700mm Assembly Length, Model LPB-B700-19 | 17.4762 | 64.225
LIFECO-UK |  |  | Flexible Sprinkler Hose, Braided Type, 200 PSI Rated Pressure, 1" Inlet and 3/4" Outlet, 27mm Hose Diamter, UL-Listed, 1000mm Assembly Length, Model LPB-B1000-19 | 19.0858 | 70.1405
LIFECO-UK |  |  | Flexible Sprinkler Hose, Braided Type, 200 PSI Rated Pressure, 1" Inlet and 3/4" Outlet, 27mm Hose Diamter, UL-Listed, 1200mm Assembly Length, Model LPB-B12000-19 | 21.1554 | 77.7461
LIFECO-UK |  |  | Flexible Sprinkler Hose, Braided Type, 200 PSI Rated Pressure, 1" Inlet and 3/4" Outlet, 27mm Hose Diamter, UL-Listed, 1500mm Assembly Length, Model LPB-B1500-19 | 23.9148 | 87.8869
LIFECO-UK |  |  | Flexible Sprinkler Hose, Braided Type, 200 PSI Rated Pressure, 1" Inlet and 3/4" Outlet, 27mm Hose Diamter, UL-Listed, 1800mm Assembly Length, Model LPB-B1800-19 | 26.6742 | 98.0277
25mm Unbraided Type (UL-Listed)
LIFECO-UK |  |  | Flexible Sprinkler Hose, Unbraided Type, 200 PSI Rated Pressure, 1" Inlet and 1/2" Outlet, 25mm Hose Diameter, UL-Listed, 700mm Assembly Length, Model LPN-C700-12 | 12.1873 | 44.7885
LIFECO-UK |  |  | Flexible Sprinkler Hose, Unbraided Type, 200 PSI Rated Pressure, 1" Inlet and 1/2" Outlet, 25mm Hose Diameter, UL-Listed, 1000mm Assembly Length, Model LPN-C1000-12 | 13.4521 | 49.4364
LIFECO-UK |  |  | Flexible Sprinkler Hose, Unbraided Type, 200 PSI Rated Pressure, 1" Inlet and 1/2" Outlet, 25mm Hose Diameter, UL-Listed, 1200mm Assembly Length, Model LPN-C1200-12 | 14.4868 | 53.2392
LIFECO-UK |  |  | Flexible Sprinkler Hose, Unbraided Type, 200 PSI Rated Pressure, 1" Inlet and 1/2" Outlet, 25mm Hose Diameter, UL-Listed, 1500mm Assembly Length, Model LPN-C1500-12 | 15.8665 | 58.3096
LIFECO-UK |  |  | Flexible Sprinkler Hose, Unbraided Type, 200 PSI Rated Pressure, 1" Inlet and 1/2" Outlet, 25mm Hose Diameter, UL-Listed, 1800mm Assembly Length, Model LPN-C1800-12 | 17.3612 | 63.8025
LIFECO-UK |  |  | Flexible Sprinkler Hose, Unbraided Type, 200 PSI Rated Pressure, 1" Inlet and 3/4" Outlet, 25mm Hose Diameter, UL-Listed, 700mm Assembly Length, Model LPN-C700-19 | 12.1873 | 44.7885
LIFECO-UK |  |  | Flexible Sprinkler Hose, Unbraided Type, 200 PSI Rated Pressure, 1" Inlet and 3/4" Outlet, 25mm Hose Diameter, UL-Listed, 1000mm Assembly Length, Model LPN-C1000-19 | 13.4521 | 49.4364
LIFECO-UK |  |  | Flexible Sprinkler Hose, Unbraided Type, 200 PSI Rated Pressure, 1" Inlet and 3/4" Outlet, 25mm Hose Diameter, UL-Listed, 1200mm Assembly Length, Model LPN-C1200-19 | 14.4868 | 53.2392
LIFECO-UK |  |  | Flexible Sprinkler Hose, Unbraided Type, 200 PSI Rated Pressure, 1" Inlet and 3/4" Outlet, 25mm Hose Diameter, UL-Listed, 1500mm Assembly Length, Model LPN-C1500-19 | 15.8665 | 58.3096
LIFECO-UK |  |  | Flexible Sprinkler Hose, Unbraided Type, 200 PSI Rated Pressure, 1" Inlet and 3/4" Outlet, 25mm Hose Diameter, UL-Listed, 1800mm Assembly Length, Model LPN-C1800-19 | 17.3612 | 63.8025
25mm Braided Type (UL-Listed)
LIFECO-UK |  |  | Flexible Sprinkler Hose, Braided Type, 200 PSI Rated Pressure, 1" Inlet and 1/2" Outlet, 25mm Hose Diameter, UL-Listed, 700mm Assembly Length, Model LPB-D700-12 | 16.7863 | 61.6898
LIFECO-UK |  |  | Flexible Sprinkler Hose, Braided Type, 200 PSI Rated Pressure, 1" Inlet and 1/2" Outlet, 25mm Hose Diameter, UL-Listed, 1000mm Assembly Length, Model LPB-D1000-12 | 18.281 | 67.1827
LIFECO-UK |  |  | Flexible Sprinkler Hose, Braided Type, 200 PSI Rated Pressure, 1" Inlet and 1/2" Outlet, 25mm Hose Diameter, UL-Listed, 1200mm Assembly Length, Model LPB-D1200-12 | 20.0056 | 73.5207
LIFECO-UK |  |  | Flexible Sprinkler Hose, Braided Type, 200 PSI Rated Pressure, 1" Inlet and 1/2" Outlet, 25mm Hose Diameter, UL-Listed, 1500mm Assembly Length, Model LPB-D1500-12 | 22.6501 | 83.239
LIFECO-UK |  |  | Flexible Sprinkler Hose, Braided Type, 200 PSI Rated Pressure, 1" Inlet and 1/2" Outlet, 25mm Hose Diameter, UL-Listed, 1800mm Assembly Length, Model LPB-D1800-12 | 25.4095 | 93.3798
LIFECO-UK |  |  | Flexible Sprinkler Hose, Braided Type, 200 PSI Rated Pressure, 1" Inlet and 3/4" Outlet, 25mm Hose Diameter, UL-Listed, 700mm Assembly Length, Model LPB-D700-19 | 16.7863 | 61.6898
LIFECO-UK |  |  | Flexible Sprinkler Hose, Braided Type, 200 PSI Rated Pressure, 1" Inlet and 3/4" Outlet, 25mm Hose Diameter, UL-Listed, 1000mm Assembly Length, Model LPB-D1000-19 | 18.281 | 67.1827
LIFECO-UK |  |  | Flexible Sprinkler Hose, Braided Type, 200 PSI Rated Pressure, 1" Inlet and 3/4" Outlet, 25mm Hose Diameter, UL-Listed, 1200mm Assembly Length, Model LPB-D1200-19 | 20.0056 | 73.5207
LIFECO-UK |  |  | Flexible Sprinkler Hose, Braided Type, 200 PSI Rated Pressure, 1" Inlet and 3/4" Outlet, 25mm Hose Diameter, UL-Listed, 1500mm Assembly Length, Model LPB-D1500-19 | 22.6501 | 83.239
LIFECO-UK |  |  | Flexible Sprinkler Hose, Braided Type, 200 PSI Rated Pressure, 1" Inlet and 3/4" Outlet, 25mm Hose Diameter, UL-Listed, 1800mm Assembly Length, Model LPB-D1800-19 | 25.4095 | 93.3798

## LIFECO Alarm Check Valve & FDC
LIFECO-UK Alarm Check Valve & FDC
ITEM OF | Item Code | Item Code | Description | LIFECO-UK GP (USD) | LIFECO-UK GP (AED)
Alarm Check Valve
LIFECO-UK |  |  | 4" Alarm Check Valve Flanged with Basic Trim (1x Wet Trim, 2x Pressure Gauge, 1x Mechanical Gong Bell with Retard Chamber), without pressure Switch, UL Listed, Model LF-WAV100BF | Discontinued | Discontinued
LIFECO-UK |  |  | 6" Alarm Check Valve Flanged with Basic Trim (1x Wet Trim, 2x Pressure Gauge, 1x Mechanical Gong Bell with Retard Chamber), without pressure Switch, UL Listed, Model LF-WAV150BF | Discontinued | Discontinued
LIFECO-UK |  |  | 8" Alarm Check Valve Flanged with Basic Trim (1x Wet Trim, 2x Pressure Gauge, 1x Mechanical Gong Bell with Retard Chamber), without pressure Switch, UL Listed, Model LF-WAV200A | Discontinued | Discontinued
LIFECO-UK |  |  | Alarm Check Valve, Wet Type, 4" Size, Flange connection, with Basic Trim (1x Wet Trim, 2x Pressure Gauge, 1x Mechanical Gong Bell with Retard Chamber, & 1x pressure Switch), UL Listed, Model (Model A) | Discontinued | Discontinued
LIFECO-UK |  |  | Alarm Check Valve, Wet Type, 6" Size, Flange connection, with Basic Trim (1x Wet Trim, 2x Pressure Gauge, 1x Mechanical Gong Bell with Retard Chamber, & 1x pressure Switch), UL Listed, Model (Model A) | Discontinued | Discontinued
LIFECO-UK |  |  | LIFECO-UK Wet Alarm Check Valve, 300 psi Working Pressure, 2" Size, ANSI Standard 16.42 Class 150 Flanged x Flanged Connections, Basic Trim (Wet Trim, Mechanical Gong Bell, Retard Chamber, & Pressure Switch), Without Pressure Gauges UL/FM Approved, Model LF-ACV-FF | 755.8769 | 2777.8476
LIFECO-UK |  |  | LIFECO-UK Wet Alarm Check Valve, 300 psi Working Pressure, 2.5" Size, ANSI Standard 16.42 Class 150 Flanged x Flanged Connections, Basic Trim (Wet Trim, Mechanical Gong Bell, Retard Chamber, & Pressure Switch), Without Pressure Gauges UL/FM Approved, Model LF-ACV-FF | 797.6678 | 2931.4292
LIFECO-UK |  |  | LIFECO-UK Wet Alarm Check Valve, 300 psi Working Pressure, 3" Size, ANSI Standard 16.42 Class 150 Flanged x Flanged Connections, Basic Trim (Wet Trim, Mechanical Gong Bell, Retard Chamber, & Pressure Switch), Without Pressure Gauges UL/FM Approved, Model LF-ACV-FF | 801.0171 | 2943.7378
LIFECO-UK |  |  | LIFECO-UK Wet Alarm Check Valve, 300 psi Working Pressure, 4" Size, ANSI Standard 16.42 Class 150 Flanged x Flanged Connections, Basic Trim (Wet Trim, Mechanical Gong Bell, Retard Chamber, & Pressure Switch), Without Pressure Gauges UL/FM Approved, Model LF-ACV-FF | 835.2346 | 3069.4873
LIFECO-UK |  |  | LIFECO-UK Wet Alarm Check Valve, 300 psi Working Pressure, 6" Size, ANSI Standard 16.42 Class 150 Flanged x Flanged Connections, Basic Trim (Wet Trim, Mechanical Gong Bell, Retard Chamber, & Pressure Switch), Without Pressure Gauges UL/FM Approved, Model LF-ACV-FF | 957.708 | 3519.5767
LIFECO-UK |  |  | LIFECO-UK Wet Alarm Check Valve, 300 psi Working Pressure, 8" Size, ANSI Standard 16.42 Class 150 Flanged x Flanged Connections, Basic Trim (Wet Trim, Mechanical Gong Bell, Retard Chamber, & Pressure Switch), Without Pressure Gauges UL/FM Approved, Model LF-ACV-FF | 1227.6492 | 4511.6107
LIFECO-UK |  |  | LIFECO-UK Wet Alarm Check Valve, 300 psi Working Pressure, 10" Size, ANSI Standard 16.42 Class 150 Flanged x Flanged Connections, Basic Trim (Wet Trim, Mechanical Gong Bell, Retard Chamber, & Pressure Switch), Without Pressure Gauges UL/FM Approved, Model LF-ACV-FF | 3752.0995 | 13788.9657
LIFECO-UK |  |  | LIFECO-UK Wet Alarm Check Valve, 300 psi Working Pressure, 12" Size, ANSI Standard 16.42 Class 150 Flanged x Flanged Connections, Basic Trim (Wet Trim, Mechanical Gong Bell, Retard Chamber, & Pressure Switch), Without Pressure Gauges UL/FM Approved, Model LF-ACV-FF | 4251.9907 | 15626.0658
LIFECO-UK |  |  | LIFECO-UK Wet Alarm Check Valve, 300 psi Working Pressure, 2" Size, AWWA C606 Grooved x Grooved Connections, Basic Trim (Wet Trim, Mechanical Gong Bell, Retard Chamber, & Pressure Switch), Without Pressure Gauges UL/FM Approved, Model LF-ACV-GG | 740.2303 | 2720.3464
LIFECO-UK |  |  | LIFECO-UK Wet Alarm Check Valve, 300 psi Working Pressure, 2.5" Size, AWWA C606 Grooved x Grooved Connections, Basic Trim (Wet Trim, Mechanical Gong Bell, Retard Chamber, & Pressure Switch), Without Pressure Gauges UL/FM Approved, Model LF-ACV-GG | 764.0501 | 2807.8842
LIFECO-UK |  |  | LIFECO-UK Wet Alarm Check Valve, 300 psi Working Pressure, 3" Size, AWWA C606 Grooved x Grooved Connections, Basic Trim (Wet Trim, Mechanical Gong Bell, Retard Chamber, & Pressure Switch), Without Pressure Gauges UL/FM Approved, Model LF-ACV-GG | 767.9493 | 2822.2136
LIFECO-UK |  |  | LIFECO-UK Wet Alarm Check Valve, 300 psi Working Pressure, 4" Size, AWWA C606 Grooved x Grooved Connections, Basic Trim (Wet Trim, Mechanical Gong Bell, Retard Chamber, & Pressure Switch), Without Pressure Gauges UL/FM Approved, Model LF-ACV-GG | 835.2346 | 3069.4873
LIFECO-UK |  |  | LIFECO-UK Wet Alarm Check Valve, 300 psi Working Pressure, 6" Size, AWWA C606 Grooved x Grooved Connections, Basic Trim (Wet Trim, Mechanical Gong Bell, Retard Chamber, & Pressure Switch), Without Pressure Gauges UL/FM Approved, Model LF-ACV-GG | 957.708 | 3519.5767
LIFECO-UK |  |  | LIFECO-UK Wet Alarm Check Valve, 300 psi Working Pressure, 8" Size, AWWA C606 Grooved x Grooved Connections, Basic Trim (Wet Trim, Mechanical Gong Bell, Retard Chamber, & Pressure Switch), Without Pressure Gauges UL/FM Approved, Model LF-ACV-GG | 1227.6492 | 4511.6107
LIFECO-UK |  |  | LIFECO-UK Wet Alarm Check Valve, 300 psi Working Pressure, 10" Size, AWWA C606 Grooved x Grooved Connections, Basic Trim (Wet Trim, Mechanical Gong Bell, Retard Chamber, & Pressure Switch), Without Pressure Gauges UL/FM Approved, Model LF-ACV-GG | 3752.0995 | 13788.9657
LIFECO-UK |  |  | LIFECO-UK Wet Alarm Check Valve, 300 psi Working Pressure, 12" Size, AWWA C606 Grooved x Grooved Connections, Basic Trim (Wet Trim, Mechanical Gong Bell, Retard Chamber, & Pressure Switch), Without Pressure Gauges UL/FM Approved, Model LF-ACV-GG | 4251.9907 | 15626.0658
Fire Department Connection
LIFECO-UK |  |  | Fire Department Connection, with single clapper 90 Degree Siamese type, Outlet 4" NPT Female, Inlet 2 ½" NST Male, 300psi, UL listed/FM Approved, with cap, LIFECO-UK, Model LF-FDCA | On Request | On Request
LIFECO-UK |  |  | Fire Department Connection, with single clapper Straightway Siamese type, Outlet 4" NPT Female, Inlet 2 ½" NST Male, 300psi, UL listed/FM Approved, with cap & wall plate,LIFECO-UK, Model LF-FDCS | 196.9605 | 723.83

## LIFECO Deluge Valve & Nozzle
LIFECO-UK Deluge Valves, Spray Nozzles, & Solenoid Valve
ITEM OF | Item Code | Item Code | Description | LIFECO-UK GP (USD) | LIFECO-UK GP (AED)
Deluge Valve
LIFECO-UK |  |  | 4" Deluge Valve 175psi, with standard Wet Pilot ( 1x Wet Trim, and 1x Mechanical Gong Bell), Without Solenoid Valve, Pressure Gauge, & pressure Switch), UL Listed, LIFECO-UK, Model LF-DV100A. | 1897.4674 | 6973.1927
LIFECO-UK |  |  | 6" Deluge Valve 175psi,with standard Wet Pilot ( 1x Wet Trim, and 1x Mechanical Gong Bell), Without Solenoid Valve, Pressure Gauge, & pressure Switch), UL Listed, LIFECO-UK, Model LF-DV150A. | 2058.53 | 7565.0977
LIFECO-UK |  |  | Deluge Valve, 8" NB, 175psi, ANSI B 16.5 Flange connection, For Vertical inlet to Horizontal outlet mounting, cast Iron material, with all standard accessories: (1x Wet Trim, 1x Mechanical Gong Bell, & 1x pressure Switch), without Solenoid Valve, & Pressure Gauge, UL listed, LIFECO-UK, MODEL A. | 3803.2186 | 13976.8285
LIFECO-UK |  |  | Deluge Valve, 6" NB, 175psi, ANSI B 16.5 Flange connection, For Vertical inlet to Horizontal outlet mounting, cast Iron material, with all standard accessories: (1x Wet Trim, 1x Mechanical Gong Bell, & 1x pressure Switch), without Solenoid Valve, & Pressure Gauge, UL listed, LIFECO-UK, MODEL A. | 2876.6848 | 10571.8165
LIFECO-UK |  |  | Deluge Valve, 4" NB, 175psi, ANSI B 16.5 Flange connection, For Vertical inlet to Horizontal outlet mounting, cast Iron material, with all standard accessories: (1x Wet Trim, 1x Mechanical Gong Bell, & 1x pressure Switch), without Solenoid Valve, & Pressure Gauge, UL listed, LIFECO-UK, MODEL A. | 2115.5506 | 7774.6485
LIFECO-UK |  |  | Deluge Valve, 3" NB, 175psi, ANSI B 16.5 Flange connection, For Vertical inlet to Horizontal outlet mounting, cast Iron material, with all standard accessories: (1x Wet Trim, 1x Mechanical Gong Bell, & 1x pressure Switch), without Solenoid Valve, & Pressure Gauge, UL listed, LIFECO-UK, MODEL A. | 1894.8132 | 6963.4385
LIFECO-UK |  |  | Deluge Valve, 2" NB, 175psi, ANSI B 16.5 Flange connection, For Vertical inlet to Horizontal outlet mounting, cast Iron material, with all standard accessories: (1x Wet Trim, 1x Mechanical Gong Bell, & 1x pressure Switch), without Solenoid Valve, & Pressure Gauge, UL listed, LIFECO-UK, MODEL A. | 1839.6132 | 6760.5785
Spray Nozzles
LIFECO-UK |  |  | High Velocity Water Spray Nozzle, Nickel Chrome Plated Finish, With Strainer, 175psi, ¾" BSPT (NPT Opt.), LIFECO-UK, UL Listed, Model HV-AS | 31.0204 | 114
LIFECO-UK |  |  | Medium Velocity Water Spray Nozzle, Nickel Chrome Plated Finish, Without Strainer, 175psi, 1/2" BSPT (NPT Opt.), LIFECO-UK, UL Listed, Model A | 12.6422 | 46.46
Accessories
Parker |  |  | Solenoid Valve For Electric Actuation Trim, (Parker Brand) | 153.1769 | 562.925
LIFECO-UK |  |  | Actuator for Dry pilot trim | 0 | 0
LIFECO-UK |  |  | Water Motor Gong Bell | 160.966 | 591.55

## LIFECO Pre-Action Valve
LIFECO-UK Pre-Action
ITEM OF | Item Code | Item Code | Description | LIFECO-UK GP (USD) | LIFECO-UK GP (AED)
Pre-Action Set (Flanged)
LIFECO-UK |  |  | Pre-Action Valve consist of Deluge Valve size 8", 250 psi working pressure, flange connection ANSI B16.5, for vertical mounting, Ductile Iron, material, with all standard accessories: (1x Riser Check Valve, 1x Wet Trim, 3x Pressure Gauge, 1x Mechanical Gong Bell, 1x Solenoid Valve, & 2x pressure Switch) without Compressor, UL Listed, LIFECO-UK, Model Number LF-DIPA. | 7558.4543 | 27777.3194
LIFECO-UK |  |  | Pre-Action Valve consist of Deluge Valve size 6", 250 psi working pressure, flange connection ANSI B16.5, for vertical mounting, Ductile Iron, material, with all standard accessories: (1x Riser Check Valve, 1x Wet Trim, 3x Pressure Gauge, 1x Mechanical Gong Bell, 1x Solenoid Valve, & 2x pressure Switch) without Compressor, UL Listed, LIFECO-UK, Model Number LF-DIPA. | 6054.5817 | 22250.5878
LIFECO-UK |  |  | Pre-Action Valve consist of Deluge Valve size 4", 250 psi working pressure, flange connection ANSI B16.5, for vertical mounting, Ductile Iron, material, with all standard accessories: (1x Riser Check Valve, 1x Wet Trim, 3x Pressure Gauge, 1x Mechanical Gong Bell, 1x Solenoid Valve, & 2x pressure Switch) without Compressor, UL Listed, LIFECO-UK, Model Number LF-DIPA. | 4792.1566 | 17611.1754
LIFECO-UK |  |  | Pre-Action Valve consist of Deluge Valve size 3", 250 psi working pressure, flange connection ANSI B16.5, for vertical mounting, Ductile Iron, material, with all standard accessories: (1x Riser Check Valve, 1x Wet Trim, 3x Pressure Gauge, 1x Mechanical Gong Bell, 1x Solenoid Valve, & 2x pressure Switch) without Compressor, UL Listed, LIFECO-UK, Model Number LF-DIPA. | 4444.9322 | 16335.1258
LIFECO-UK |  |  | Pre-Action Valve consist of Deluge Valve size 2", 250 psi working pressure, flange connection ANSI B16.5, for vertical mounting, Ductile Iron, material, with all standard accessories: (1x Riser Check Valve, 1x Wet Trim, 3x Pressure Gauge, 1x Mechanical Gong Bell, 1x Solenoid Valve, & 2x pressure Switch) without Compressor, UL Listed, LIFECO-UK, Model Number LF-DIPA. | 4318.4597 | 15870.3395
Pre-Action Set (Grooved)
LIFECO-UK |  |  | Pre-Action Valve consist of Deluge Valve size 8", 250 psi working pressure, Grooved End Connection, for vertical mounting, Ductile Iron, material, with all standard accessories:(1x Riser Check Valve, 1x Wet Trim, 3x Pressure Gauge, 1x Mechanical Gong Bell, 1x Solenoid Valve, & 2x pressure Switch) without Compressor, UL Listed, LIFECO-UK, Model Number LF-DIPA. | 7001.9754 | 25732.2597
LIFECO-UK |  |  | Pre-Action Valve consist of Deluge Valve size 6", 250 psi working pressure, Grooved End Connection, for vertical mounting, Ductile Iron, material, with all standard accessories:(1x Riser Check Valve, 1x Wet Trim, 3x Pressure Gauge, 1x Mechanical Gong Bell, 1x Solenoid Valve, & 2x pressure Switch) without Compressor, UL Listed, LIFECO-UK, Model Number LF-DIPA. | 5590.0828 | 20543.5545
LIFECO-UK |  |  | Pre-Action Valve consist of Deluge Valve size 4", 250 psi working pressure Grooved End Connection, for vertical mounting, Ductile Iron, material, with all standard accessories:(1x Riser Check Valve, 1x Wet Trim, 3x Pressure Gauge, 1x Mechanical Gong Bell, 1x Solenoid Valve, & 2x pressure Switch) without Compressor, UL Listed, LIFECO-UK, Model Number LF-DIPA. | 4628.8921 | 17011.1786
LIFECO-UK |  |  | Pre-Action Valve consist of Deluge Valve size 3", 250 psi working pressure, Grooved End Connection, for vertical mounting, Ductile Iron, material, with all standard accessories:(1x Riser Check Valve, 1x Wet Trim, 3x Pressure Gauge, 1x Mechanical Gong Bell, 1x Solenoid Valve, & 2x pressure Switch) without Compressor, UL Listed, LIFECO-UK, Model Number LF-DIPA. | 4240.2767 | 15583.017
LIFECO-UK |  |  | Pre-Action Valve consist of Deluge Valve size 2", 250 psi working pressure, Grooved End Connection, for vertical mounting, Ductile Iron, material, with all standard accessories:(1x Riser Check Valve, 1x Wet Trim, 3x Pressure Gauge, 1x Mechanical Gong Bell, 1x Solenoid Valve, & 2x pressure Switch) without Compressor, UL Listed, LIFECO-UK, Model Number LF-DIPA. | 4164.3933 | 15304.1453
Air Compressor
|  |  | Air Compressor for Pre-Action System, Oil-Less, Riser Mount, 50 Hz, 220-240V, 1/4 kW (1/3 HP), 207 US Gallon (785 Litter) @ 2.7 Bar Model OLR25033AC-50 | 3450.42 | 12680.2935
|  |  | Air Compressor for Pre-Action System, Oil-Less, Riser Mount, 60 Hz, 208-230V, 1/4 kW (1/3 HP), 250 US Gallon (946 Litter) @ 2.7 Bar Model OLR25033AC | 3450.42 | 12680.2935
Air Maintenance Device
|  |  | Air Maintenance Device | 434.6068 | 1597.18

## Water Based System Accessories
Water Based System Accessories
Item of | Item Code | Item Code | Description | LIFECO-UK GP (USD) | LIFECO-UK GP (AED)
Water Flow Indicator
LIFECO-UK |  |  | Indicator Water Flow, Saddle Type, 2" (50mm), LIFECO-UK, UL/FM Approved, Model LF-WFS-450 | 102.2171 | 375.6478
LIFECO-UK |  |  | Indicator Water Flow Saddle Type, 2.5" (65mm), LIFECO, UL/FM-Listed Model LF-JZL-65 | 102.2171 | 375.6478
LIFECO-UK |  |  | Indicator Water Flow, Saddle Type, 3" (80mm), LIFECO-UK, UL/FM Approved, Model LF-WFS-450 | 102.2171 | 375.6478
LIFECO-UK |  |  | Indicator Water Flow, Saddle Type, 4" (100mm), LIFECO-UK, UL/FM Approved, Model LF-WFS-450 | 102.2171 | 375.6478
LIFECO-UK |  |  | Indicator Water Flow, Saddle Type, 6" (150mm), LIFECO-UK, UL/FM Approved, Model LF-WFS-450 | 104.6508 | 384.5918
LIFECO-UK |  |  | Indicator Water Flow, Saddle Type, 8" (200mm), LIFECO-UK, FM Approved, Model LF-WFS-450 | 109.5183 | 402.4798
Pressure Switch
LIFECO-UK |  |  | Pressure Switch 4-20psi, 1 set of SPDT, UL/FM approved, LIFECO-UK Model LF-PS10-1 | Discontinued | Discontinued
LIFECO-UK |  |  | Pressure Switch, System Pressure 300 psi, Factory Adjestment 5-7 psi, 2 sets of SPDT, IP66, UL/FM approved, LIFECO-UK, Model LF-WPS | 92.2824 | 339.1378
LIFECO-UK |  |  | Pressure Switch 10-100 psi, 1 set of SPDT, UL/FM approved, LIFECO-UK Model LF-PS40-1 | Upon Request | Upon Request
LIFECO-UK |  |  | Pressure Switch 10-200 psi, 1 set of SPDT, UL/FM approved, LIFECO-UK Model LF-PS120-1 | Upon Request | Upon Request
LIFECO-UK |  |  | Pressure Switch 4-20psi, 2 sets of SPDT, UL/FM approved, LIFECO-UK Model LF-PS10-2 | Discontinued | Discontinued
LIFECO-UK |  |  | Pressure Switch 10-100 psi, 2 sets of SPDT, UL/FM approved, LIFECO-UK Model LF-PS40-2 | Upon Request | Upon Request
LIFECO-UK |  |  | Pressure Switch 10-200 psi, 2 sets of SPDT, UL/FM approved, LIFECO-UK Model LF-PS120-2 | Upon Request | Upon Request
Test & Drain Valve
LIFECO-UK |  |  | LIFECO-UK Test and Drain Valve, 300 psi, 1" NPT Female Threaded inlet and outlet connection, UL/FM Approved, Model LF-TND | 82.1252 | 301.81
LIFECO-UK |  |  | LIFECO-UK Test and Drain Valve, 300 psi, 1.25" NPT Female Threaded inlet and outlet connection, UL/FM Approved, Model LF-TND | 143.3578 | 526.84
LIFECO-UK |  |  | LIFECO-UK Test and Drain Valve, 300 psi, 1.5" NPT Female Threaded inlet and outlet connection, UL/FM Approved, Model LF-TND | 216.8109 | 796.78
LIFECO-UK |  |  | LIFECO-UK Test and Drain Valve, 300 psi, 2" NPT Female Threaded inlet and outlet connection, UL/FM Approved, Model LF-TND | 241.4476 | 887.32
Pressure Gauge
LIFECO-UK |  |  | LIFECO-UK Pressure Gauge (LF-PG), ¼" BSPT Connection,Pressure Range 0-300psi (0-21 bar) Max, Dial Size 3 ½", UL & FM, Model PFE3935R1R11T2-LIFECO | 20.6906 | 76.038
No Available Engine on 3500 RPM, the pump set will be paired with 2900 RPM pump with 2900 RPM Diesel Engine
No Available Engine on 3500 RPM, the pump set will be paired with 2900 RPM pump with 2900 RPM Diesel Engine

## Angle Hose Valve
LIFECO-UK Hose Valve
ITEM OF | Item Code | Item Code | Description | LIFECO-UK GP (USD) | LIFECO-UK GP (AED)
Angle Hose Valve (Cast Brass)
LIFECO-UK |  |  | Angle Valve, Cast Brass, 1½" NPT thread Female inlet with 1½" NPT Female thread outlet, W/O Cap & Chain, UL/FM Listed - UL668, LIFECO-UK, Model LF-AH-15 | 52.8898 | 194.37
LIFECO-UK |  |  | Angle Hose Valve, Cast Brass , 1½" NPT thread Female inlet with 1½" NST Male thread outlet, W/O Cap & Chain, UL/FM Approved, LIFECO-UK, Model LF-AH-20 | 52.8898 | 194.37
LIFECO-UK |  |  | Angle Valve, Cast Brass, 2½" NPT thread Female inlet with 2½" NPT Female thread outlet, W/O Cap & Chain, UL/FM Listed - UL668, LIFECO-UK, Model LF-AH-25 | 105.7769 | 388.73
LIFECO-UK |  |  | Angle Valve, Cast Brass, 2½" NPT thread Female inlet with 2½" NST Male thread outlet, W/O Cap & Chain, UL/FM Listed - UL668, LIFECO-UK, Model LF-AH-30 | 105.7769 | 388.73
Pressure Restricting Angle Hose Valve (Cast Brass)
LIFECO-UK |  |  | Pressure Restricting Angle Hose Valve, 175 psi, Female 1½" NPT Inlet with 1½" NST Male hose thread outlet, Cast Brass, W/O Cap & Chain, UL/FM Approved, LIFECO-UK, Model LF-RV-AH20 | 71.3959 | 262.38
LIFECO-UK |  |  | Angle Valve Pressure Restricting, 175 psi, Female 2½" NPT Inlet with 2½" NST Male hose thread outlet, Cast Brass, W/O Cap & Chain,FM Approved, LIFECO-UK, Model RV-AH30 | 148.0871 | 544.22
LIFECO-UK |  |  | Angle Valve Pressure Restricting, 175 psi, Female 1½" NPT Inlet with 1½" NPT Female hose thread outlet, Cast Brass, W/O Cap & Chain, UL/FM Approved, LIFECO-UK, Model LF-RV-AH15 | 71.3959 | 262.38
LIFECO-UK |  |  | Angle Valve Pressure Restricting, 175 psi, Female 2½" NPT Inlet with 2½" NPT Female hose thread outlet, Cast Brass, W/O Cap & Chain, FM Approved, LIFECO-UK, Model RV-AH25 | 148.0871 | 544.22
Angle Hose Valve (Chrome Finishing)
LIFECO-UK |  |  | Angle Hose Valve, Brass Body and Chrome Finishing, 1½" NPT thread Female inlet with 1½" NPT Female thread outlet, W/O Cap & Chain, UL/FM Approved, LIFECO-UK, Model LF-AH-15 | 52.8898 | 194.37
LIFECO-UK |  |  | Angle Hose Valve, Brass Body and Chrome Finishing, 1½" NPT thread Female inlet with 1½" NST Male thread outlet, W/O Cap & Chain, UL/FM Approved, LIFECO-UK, Model LF-AH-20 | 52.8898 | 194.37
LIFECO-UK |  |  | Angle Hose Valve, Brass Body and Chrome Finishing, 2½" NPT thread Female inlet with 2½" NPT Female thread outlet, W/O Cap & Chain, UL/FM Approved, LIFECO-UK, Model LF-AH-25 | 105.7769 | 388.73
LIFECO-UK |  |  | Angle Hose Valve, Brass Body and Chrome Finishing, 2½" NPT thread Female inlet with 2½" NST Male thread outlet, W/O Cap & Chain, UL/FM Approved, LIFECO-UK, Model LF-AH-30 | 105.7769 | 388.73
Pressure Restricting Angle Hose Valve (Chrome Finishing)
LIFECO-UK |  |  | Pressure Restricting Angle Hose Valve, 175 psi, Female 1½" NPT Inlet with 1½" NST Male hose thread outlet, Brass Body and Chrome Finishing, W/O Cap & Chain, UL/FM Approved, LIFECO-UK, Model LF-RV-AH20 | 71.3959 | 262.38
LIFECO-UK |  |  | Pressure Restricting Angle Hose Valve, 175 psi, Female 2½" NPT Inlet with 2½" NST Male hose thread outlet, Brass Body and Chrome Finishing, W/O Cap & Chain, UL/FM Approved, LIFECO-UK, Model LF-RV-AH30 | 148.0871 | 544.22
LIFECO-UK |  |  | Pressure Restricting Angle Hose Valve, 175 psi, Female 1½" NPT Inlet with 1½" NPT Female hose thread outlet, Brass Body and Chrome Finishing, W/O Cap & Chain, UL/FM Approved, LIFECO-UK, Model LF-RV-AH15 | 71.3959 | 262.38
LIFECO-UK |  |  | Pressure Restricting Angle Hose Valve, 175 psi, Female 2½" NPT Inlet with 2½" NPT Female hose thread outlet, Brass Body and Chrome Finishing, W/O Cap & Chain, UL/FM Approved, LIFECO-UK, Model LF-RV-AH25 | 148.0871 | 544.22
Cap and Chain for Angle Hose Valve
LIFECO-UK |  |  | Female Cap and Chain, 1.5" NST Size, Brass Made, Brass Finishing. | 7.47 | 27.4522
LIFECO-UK |  |  | Female Cap and Chain, 2.5" NST Size, Brass Made, Brass Finishing. | 10.37 | 38.1097
LIFECO-UK |  |  | Female Cap and Chain, 2.5" NST Size, Plastic Made, Red Colour Finishing. | 2.23 | 8.1952
LIFECO-UK |  |  | Male Cap and Chain, 2.5" NPT Size, Brass Made, Brass Finishing. | 11.385 | 41.8399

## UL Synthetic Hoses&HoseNozzle
SYNTHETIC HOSES, NOZLES & ACCESSOREIS
Item of | Item Code | Item Code | Description | LIFECO-UK GP (USD) | LIFECO-UK GP (AED)
30 Meter Hose
UL Listed Synthetic Hoses White Color With Aluminium NST Couplings
LIFECO-UK |  |  | Hose Synthetic Single Jacket 1.5" x 30 Mtrs. with Aluminium Anodized NST Coupling, 200psi Working Pressure, White Color, UL Listed, LIFECO-UK, Model LF4015SJ | 115.0769 | 422.9078
LIFECO-UK |  |  | Hose Synthetic Single Jacket 2.5" x 30 Mtrs. with Aluminium Anodized NST Coupling, 200psi Working Pressure, White Color, UL Listed, LIFECO-UK, Model LF4025SJ | 193.2939 | 710.3551
LIFECO-UK |  |  | Hose Synthetic Double Jacket 1.5" x 30 Mtrs. with Aluminium Anodized NST Coupling, 300psi Working Pressure, White Color, UL Listed, LIFECO-UK, Model LF4015DJ | 155.7841 | 572.5065
LIFECO-UK |  |  | Hose Synthetic Double Jacket 2.5" x 30 Mtrs. with Aluminium Anodized NST Coupling , 300psi Working Pressure, White Color, UL Listed, LIFECO-UK, Model LF4025DJ | 263.8166 | 969.5259
UL Listed Synthetic Hoses White Color With Aluminium Morris Couplings
LIFECO-UK |  |  | Hose Synthetic Single Jacket 1.5" x 30 Mtrs. with Morris Std. Aluminium Anodized Coupling, 200psi Working Pressure, White Color, UL Listed, LIFECO-UK, Model LF4015SJ | 121.1856 | 445.3571
LIFECO-UK |  |  | Hose Synthetic Single Jacket 2.5" x 30 Mtrs. with Morris Std. Aluminium Anodized Coupling, 200psi Working Pressure, White Color, UL Listed, LIFECO-UK, Model LF4025SJ | 182.4803 | 670.615
LIFECO-UK |  |  | Hose Synthetic Double Jacket 1.5" x 30 Mtrs. with Morris Std. Aluminium Anodized Coupling, 300psi Working Pressure, White Color, UL Listed, LIFECO-UK, Model LF4015DJ | 161.8928 | 594.9559
LIFECO-UK |  |  | Hose Synthetic Double Jacket 2.5" x 30 Mtrs. with Morris Std. Aluminium Anodized Coupling , 300psi Working Pressure, White Color, UL Listed, LIFECO-UK, Model LF4025DJ | 255.7323 | 939.8163
UL Listed Synthetic Hoses White Color With Brass NST Couplings
LIFECO-UK |  |  | Hose Synthetic Single Jacket 1.5" x 30 Mtrs. with Brass NST Coupling, 200psi Working Pressure, White Color, UL Listed, LIFECO-UK, Model LF4015SJ | 123.3951 | 453.4771
LIFECO-UK |  |  | Hose Synthetic Single Jacket 2.5" x 30 Mtrs. with Brass NST Coupling, 200psi Working Pressure, White Color, UL Listed, LIFECO-UK, Model LF4025SJ | 227.7364 | 836.9313
LIFECO-UK |  |  | Hose Synthetic Double Jacket 1.5" x 30 Mtrs. with Brass NST Coupling, 300psi Working Pressure, White Color, UL Listed, LIFECO-UK, Model LF4015DJ | 164.1023 | 603.0758
LIFECO-UK |  |  | Hose Synthetic Double Jacket 2.5" x 30 Mtrs. with Brass NST Coupling, 300psi Working Pressure, White Color, UL Listed, LIFECO-UK, Model LF4025DJ | 298.2591 | 1096.102
UL Listed Synthetic Hoses White Color With Brass Morris Couplings
LIFECO-UK |  |  | Hose Synthetic Single Jacket 1.5" x 30 Mtrs. with Brass Morris Couplings, 200psi Working Pressure, White Color, UL Listed, LIFECO-UK, Model LF4015SJ | 170.2629 | 625.7163
LIFECO-UK |  |  | Hose Synthetic Single Jacket 2.5" x 30 Mtrs. with Brass Morris Couplings, 200psi Working Pressure, White Color, UL Listed, LIFECO-UK, Model LF4025SJ | 232.9353 | 856.0372
LIFECO-UK |  |  | Hose Synthetic Double Jacket 1.5" x 30 Mtrs. with Brass Morris Couplings, 300psi Working Pressure, White Color, UL Listed, LIFECO-UK, Model LF4015DJ | 210.9701 | 775.315
LIFECO-UK |  |  | Hose Synthetic Double Jacket 2.5" x 30 Mtrs. with Brass Morris Couplings, 300psi Working Pressure, White Color, UL Listed, LIFECO-UK, Model LF4025DJ | 303.4319 | 1115.1124
UL Listed Synthetic Hoses Red Color With Aluminium NST Couplings
LIFECO-UK |  |  | Hose Synthetic Single Jacket 1.5" x 30 Mtrs. with Aluminium Anodized NST Coupling, 200psi Working Pressure, Red Color, UL Listed, LIFECO-UK, Model LF4015SJ | 126.1765 | 463.6987
LIFECO-UK |  |  | Hose Synthetic Single Jacket 2.5" x 30 Mtrs. with Aluminium Anodized NST Coupling, 200psi Working Pressure, Red Color, UL Listed, LIFECO-UK, Model LF4025SJ | 202.184 | 743.0261
LIFECO-UK |  |  | Hose Synthetic Double Jacket 1.5" x 30 Mtrs. with Aluminium Anodized NST Coupling, 300psi Working Pressure, Red Color, UL Listed, LIFECO-UK, Model LF4015DJ | 169.821 | 624.0923
LIFECO-UK |  |  | Hose Synthetic Double Jacket 2.5" x 30 Mtrs. with Aluminium Anodized NST Coupling , 300psi Working Pressure, Red Color, UL Listed, LIFECO-UK, Model LF4025DJ | 276.0339 | 1014.4246
UL Listed Synthetic Hoses Red Color With Aluminium Morris Couplings
LIFECO-UK |  |  | Hose Synthetic Single Jacket 1.5" x 30 Mtrs. with Morris Std. Aluminium Anodized Coupling, 200psi Working Pressure, Red Color, UL Listed, LIFECO-UK, Model LF4015SJ | 132.2852 | 486.1481
LIFECO-UK |  |  | Hose Synthetic Single Jacket 2.5" x 30 Mtrs. with Morris Std. Aluminium Anodized Coupling, 200psi Working Pressure, Red Color, UL Listed, LIFECO-UK, Model LF4025SJ | 191.3703 | 703.286
LIFECO-UK |  |  | Hose Synthetic Double Jacket 1.5" x 30 Mtrs. with Morris Std. Aluminium Anodized Coupling, 300psi Working Pressure, Red Color, UL Listed, LIFECO-UK, Model LF4015DJ | 174.1101 | 639.8546
LIFECO-UK |  |  | Hose Synthetic Double Jacket 2.5" x 30 Mtrs. with Morris Std. Aluminium Anodized Coupling , 300psi Working Pressure, Red Color, UL Listed, LIFECO-UK, Model LF4025DJ | 265.2203 | 974.6844
UL Listed Synthetic Hoses Red Color With Brass NST Couplings
LIFECO-UK |  |  | Hose Synthetic Single Jacket 1.5" x 30 Mtrs. with Brass NST Coupling, 200psi Working Pressure, Red Color, UL Listed, LIFECO-UK, Model LF4015SJ | 134.5207 | 494.3636
LIFECO-UK |  |  | Hose Synthetic Single Jacket 2.5" x 30 Mtrs. with Brass NST Coupling, 200psi Working Pressure, Red Color, UL Listed, LIFECO-UK, Model LF4025SJ | 236.6265 | 869.6023
LIFECO-UK |  |  | Hose Synthetic Double Jacket 1.5" x 30 Mtrs. with Brass NST Coupling, 300psi Working Pressure, Red Color, UL Listed, LIFECO-UK, Model LF4015DJ | 176.3456 | 648.0701
LIFECO-UK |  |  | Hose Synthetic Double Jacket 2.5" x 30 Mtrs. with Brass NST Coupling, 300psi Working Pressure, Red Color, UL Listed, LIFECO-UK, Model LF4025DJ | 310.4764 | 1141.0008
UL Listed Synthetic Hoses Red Color With Brass Morris Couplings
LIFECO-UK |  |  | Hose Synthetic Single Jacket 1.5" x 30 Mtrs. with Brass Morris Couplings, 200psi Working Pressure, Red Color, UL Listed, LIFECO-UK, Model LF4015SJ | 181.3625 | 666.5072
LIFECO-UK |  |  | Hose Synthetic Single Jacket 2.5" x 30 Mtrs. with Brass Morris Couplings, 200psi Working Pressure, Red Color, UL Listed, LIFECO-UK, Model LF4025SJ | 241.8253 | 888.7081
LIFECO-UK |  |  | Hose Synthetic Double Jacket 1.5" x 30 Mtrs. with Brass Morris Couplings, 300psi Working Pressure, Red Color, UL Listed, LIFECO-UK, Model LF4015DJ | 223.1874 | 820.2137
LIFECO-UK |  |  | Hose Synthetic Double Jacket 2.5" x 30 Mtrs. with Brass Morris Couplings, 300psi Working Pressure, Red Color, UL Listed, LIFECO-UK, Model LF4025DJ | 315.6753 | 1160.1066
15 Meter Hose
UL Listed Synthetic Hoses White Color With Aluminium NST Couplings
LIFECO-UK |  |  | Hose Synthetic Single Jacket 1.5" x 15 Mtrs. with Aluminium Anodized NST Coupling, 200psi Working Pressure, White Color, UL Listed, LIFECO-UK, Model LF4015SJ
LIFECO-UK |  |  | Hose Synthetic Single Jacket 2.5" x 15 Mtrs. with Aluminium Anodized NST Coupling, 200psi Working Pressure, White Color, UL Listed, LIFECO-UK, Model LF4025SJ
LIFECO-UK |  |  | Hose Synthetic Double Jacket 1.5" x 15 Mtrs. with Aluminium Anodized NST Coupling, 300psi Working Pressure, White Color, UL Listed, LIFECO-UK, Model LF4015DJ
LIFECO-UK |  |  | Hose Synthetic Double Jacket 2.5" x 15 Mtrs. with Aluminium Anodized NST Coupling , 300psi Working Pressure, White Color, UL Listed, LIFECO-UK, Model LF4025DJ
UL Listed Synthetic Hoses White Color With Aluminium Morris Couplings
LIFECO-UK |  |  | Hose Synthetic Single Jacket 1.5" x 15 Mtrs. with Morris Std. Aluminium Anodized Coupling, 200psi Working Pressure, White Color, UL Listed, LIFECO-UK, Model LF4015SJ
LIFECO-UK |  |  | Hose Synthetic Single Jacket 2.5" x 15 Mtrs. with Morris Std. Aluminium Anodized Coupling, 200psi Working Pressure, White Color, UL Listed, LIFECO-UK, Model LF4025SJ
LIFECO-UK |  |  | Hose Synthetic Double Jacket 1.5" x 15 Mtrs. with Morris Std. Aluminium Anodized Coupling, 300psi Working Pressure, White Color, UL Listed, LIFECO-UK, Model LF4015DJ
LIFECO-UK |  |  | Hose Synthetic Double Jacket 2.5" x 15 Mtrs. with Morris Std. Aluminium Anodized Coupling , 300psi Working Pressure, White Color, UL Listed, LIFECO-UK, Model LF4025DJ
UL Listed Synthetic Hoses White Color With Brass NST Couplings
LIFECO-UK |  |  | Hose Synthetic Single Jacket 1.5" x 15 Mtrs. with Brass NST Coupling, 200psi Working Pressure, White Color, UL Listed, LIFECO-UK, Model LF4015SJ
LIFECO-UK |  |  | Hose Synthetic Single Jacket 2.5" x 15 Mtrs. with Brass NST Coupling, 200psi Working Pressure, White Color, UL Listed, LIFECO-UK, Model LF4025SJ
LIFECO-UK |  |  | Hose Synthetic Double Jacket 1.5" x 15 Mtrs. with Brass NST Coupling, 300psi Working Pressure, White Color, UL Listed, LIFECO-UK, Model LF4015DJ
LIFECO-UK |  |  | Hose Synthetic Double Jacket 2.5" x 15 Mtrs. with Brass NST Coupling, 300psi Working Pressure, White Color, UL Listed, LIFECO-UK, Model LF4025DJ
UL Listed Synthetic Hoses White Color With Brass Morris Couplings
LIFECO-UK |  |  | Hose Synthetic Single Jacket 1.5" x 15 Mtrs. with Brass Morris Couplings, 200psi Working Pressure, White Color, UL Listed, LIFECO-UK, Model LF4015SJ
LIFECO-UK |  |  | Hose Synthetic Single Jacket 2.5" x 15 Mtrs. with Brass Morris Couplings, 200psi Working Pressure, White Color, UL Listed, LIFECO-UK, Model LF4025SJ
LIFECO-UK |  |  | Hose Synthetic Double Jacket 1.5" x 15 Mtrs. with Brass Morris Couplings, 300psi Working Pressure, White Color, UL Listed, LIFECO-UK, Model LF4015DJ
LIFECO-UK |  |  | Hose Synthetic Double Jacket 2.5" x 15 Mtrs. with Brass Morris Couplings, 300psi Working Pressure, White Color, UL Listed, LIFECO-UK, Model LF4025DJ
UL Listed Synthetic Hoses Red Color With Aluminium NST Couplings
LIFECO-UK |  |  | Hose Synthetic Single Jacket 1.5" x 15 Mtrs. with Aluminium Anodized NST Coupling, 200psi Working Pressure, Red Color, UL Listed, LIFECO-UK, Model LF4015SJ
LIFECO-UK |  |  | Hose Synthetic Single Jacket 2.5" x 15 Mtrs. with Aluminium Anodized NST Coupling, 200psi Working Pressure, Red Color, UL Listed, LIFECO-UK, Model LF4025SJ
LIFECO-UK |  |  | Hose Synthetic Double Jacket 1.5" x 15 Mtrs. with Aluminium Anodized NST Coupling, 300psi Working Pressure, Red Color, UL Listed, LIFECO-UK, Model LF4015DJ
LIFECO-UK |  |  | Hose Synthetic Double Jacket 2.5" x 15 Mtrs. with Aluminium Anodized NST Coupling , 300psi Working Pressure, Red Color, UL Listed, LIFECO-UK, Model LF4025DJ
UL Listed Synthetic Hoses Red Color With Aluminium Morris Couplings
LIFECO-UK |  |  | Hose Synthetic Single Jacket 1.5" x 15 Mtrs. with Morris Std. Aluminium Anodized Coupling, 200psi Working Pressure, Red Color, UL Listed, LIFECO-UK, Model LF4015SJ
LIFECO-UK |  |  | Hose Synthetic Single Jacket 2.5" x 15 Mtrs. with Morris Std. Aluminium Anodized Coupling, 200psi Working Pressure, Red Color, UL Listed, LIFECO-UK, Model LF4025SJ
LIFECO-UK |  |  | Hose Synthetic Double Jacket 1.5" x 15 Mtrs. with Morris Std. Aluminium Anodized Coupling, 300psi Working Pressure, Red Color, UL Listed, LIFECO-UK, Model LF4015DJ
LIFECO-UK |  |  | Hose Synthetic Double Jacket 2.5" x 15 Mtrs. with Morris Std. Aluminium Anodized Coupling , 300psi Working Pressure, Red Color, UL Listed, LIFECO-UK, Model LF4025DJ
UL Listed Synthetic Hoses Red Color With Brass NST Couplings
LIFECO-UK |  |  | Hose Synthetic Single Jacket 1.5" x 15 Mtrs. with Brass NST Coupling, 200psi Working Pressure, Red Color, UL Listed, LIFECO-UK, Model LF4015SJ
LIFECO-UK |  |  | Hose Synthetic Single Jacket 2.5" x 15 Mtrs. with Brass NST Coupling, 200psi Working Pressure, Red Color, UL Listed, LIFECO-UK, Model LF4025SJ
LIFECO-UK |  |  | Hose Synthetic Double Jacket 1.5" x 15 Mtrs. with Brass NST Coupling, 300psi Working Pressure, Red Color, UL Listed, LIFECO-UK, Model LF4015DJ
LIFECO-UK |  |  | Hose Synthetic Double Jacket 2.5" x 15 Mtrs. with Brass NST Coupling, 300psi Working Pressure, Red Color, UL Listed, LIFECO-UK, Model LF4025DJ
UL Listed Synthetic Hoses Red Color With Brass Morris Couplings
LIFECO-UK |  |  | Hose Synthetic Single Jacket 1.5" x 15 Mtrs. with Brass Morris Couplings, 200psi Working Pressure, Red Color, UL Listed, LIFECO-UK, Model LF4015SJ
LIFECO-UK |  |  | Hose Synthetic Single Jacket 2.5" x 15 Mtrs. with Brass Morris Couplings, 200psi Working Pressure, Red Color, UL Listed, LIFECO-UK, Model LF4025SJ
LIFECO-UK |  |  | Hose Synthetic Double Jacket 1.5" x 15 Mtrs. with Brass Morris Couplings, 300psi Working Pressure, Red Color, UL Listed, LIFECO-UK, Model LF4015DJ
LIFECO-UK |  |  | Hose Synthetic Double Jacket 2.5" x 15 Mtrs. with Brass Morris Couplings, 300psi Working Pressure, Red Color, UL Listed, LIFECO-UK, Model LF4025DJ
Non Listed Synthetic Hoses With Morris & NST Couplings
LIFECO-UK |  |  | Hose Synthetic 1.5"x 30 Mtrs, Single Jacket, with Aluminum Instantaneous Morris Couplings, LIFECO-UK
LIFECO-UK |  |  | Hose Synthetic 2.5"x 30 Mtrs, Single Jacket, with Aluminum Instantaneous Morris Couplings, LIFECO-UK
LIFECO-UK |  |  | Hose Synthetic 1.5"x 30 Mtrs, Double Jacket, with Aluminum Instantaneous Morris Couplings, LIFECO-UK
LIFECO-UK |  |  | Hose Synthetic 2.5"x 30 Mtrs, Double Jacket, with Aluminum Instantaneous Morris Couplings, LIFECO-UK
LIFECO-UK |  |  | Hose Synthetic 1.5"x 30 Mtrs, Single Jacket, with Brass Instantaneous Morris Couplings, LIFECO-UK
LIFECO-UK |  |  | Hose Synthetic 2.5"x 30 Mtrs, Single Jacket, with Brass Instantaneous Morris Couplings, LIFECO-UK
LIFECO-UK |  |  | Hose Synthetic 1.5"x 30 Mtrs, Double Jacket, with Brass Instantaneous Morris Couplings, LIFECO-UK
LIFECO-UK |  |  | Hose Synthetic 2.5"x 30 Mtrs, Double Jacket, with Brass Instantaneous Morris Couplings, LIFECO-UK
LIFECO-UK |  |  | Hose Synthetic 1.5"x 30 Mtrs, Single Jacket, with Aluminum NST Couplings, LIFECO-UK
LIFECO-UK |  |  | Hose Synthetic 2.5"x 30 Mtrs, Single Jacket, with Aluminum NST Couplings, LIFECO-UK
LIFECO-UK |  |  | Hose Synthetic 1.5"x 30 Mtrs, Double Jacket, with Aluminum NST Couplings, LIFECO-UK
LIFECO-UK |  |  | Hose Synthetic 2.5"x 30 Mtrs, Double Jacket, with Aluminum NST Couplings, LIFECO-UK
LIFECO-UK |  |  | Hose Synthetic 1.5"x 30 Mtrs, Single Jacket, with Brass NST Couplings, LIFECO-UK
LIFECO-UK |  |  | Hose Synthetic 2.5"x 30 Mtrs, Single Jacket, with Brass NST Couplings, LIFECO-UK
LIFECO-UK |  |  | Hose Synthetic 1.5"x 30 Mtrs, Double Jacket, with Brass NST Couplings, LIFECO-UK
LIFECO-UK |  |  | Hose Synthetic 2.5"x 30 Mtrs, Double Jacket, with Brass NST Couplings, LIFECO-UK
Non Listed Hose Nozzles For Rubber Hose
LIFECO-UK | SF-CABOTH149 | SF-CABOTH149 | Nozzle Jet, Spray and Close, Rotary Type, 3 way control, Straight-Spray-Shut off, Size 3/4", Plastic Red Colour, LIFECO-UK,Model A | 4.774 | 17.5444
LIFECO-UK | SF-CABOTH150 | SF-CABOTH150 | Nozzle Jet, Spray and Close, Rotary Type, 3 way control, Straight-Spray-Shut off, Size 1", Plastic Red Colour, LIFECO-UK,Model A | 4.774 | 17.5444
LIFECO-UK | SF-CABOTH151 | SF-CABOTH151 | Nozzle Jet and Close, Handle Type, 2 way control, Straight-Shut off, Size 3/4", Brass Finish, LIFECO-UK,Model B | 13.2946 | 48.8578
LIFECO-UK | SF-CABOTH152 | SF-CABOTH152 | Nozzle Jet and Close, Handle Type, 2 way control, Straight-Shut off, Size 1", Brass Finish, LIFECO-UK,Model B | 13.5968 | 49.9682
LIFECO-UK | SF-CABOTH153 | SF-CABOTH153 | Nozzle Jet and Close, Handle Type, 2 way control, Straight-Shut off, Size 3/4", Chrome Finish Brass, LIFECO-UK,Model B | 14.2011 | 52.189
LIFECO-UK | SF-CABOTH154 | SF-CABOTH154 | Nozzle Jet and Close, Handle Type, 2 way control, Straight-Shut off, Size 1", Chrome Finish Brass, LIFECO-UK,Model B | 14.5032 | 53.2994
LIFECO-UK | SF-CABOTH155 | SF-CABOTH155 | Nozzle Jet, Spray and Close, Rotary Type, 3 way control, Straight-Spray-Shut off, Size 1", Chrome Finish Brass, LIFECO-UK,Model C | 17.2226 | 63.2931
LIFECO-UK | SF-CABOTH156 | SF-CABOTH156 | Nozzle Jet, Spray and Close, Rotary Type, 3 way control, Straight-Spray-Shut off, Size 1", Brass Finish, LIFECO-UK,Model C | 16.3162 | 59.9619
Couplings & Adapter
LIFECO-UK | 012002010006 | 012002010006 | Female Adapter x Female Thread (Single LUG) Brass with Cap and Chain 2.5'' Inlet Female NST thread, outlet Female BS366 2.5'' , LIFECO-UK, Model LF-ADJM250BR FFS C&C-Hose Accessories | 37.3627 | 137.3078
LIFECO-UK | 010005010001 | 010005010001 | Nipple for Hose Rack 2.5 X 2.5 NPT Double Male Threaded Brass LIFECO-UK | 34.807 | 127.9156
LIFECO-UK | 012004010018 | 012004010018 | REDUCER COUPLING BRASS MATERIALS CHROME FINISH, 1.5'' FEMALE NST WITH TAIL 1'' | 13.8398 | 50.8614
LIFECO-UK | 126064200218 | 126064200218 | REDUCER COUPLING BRASS MATERIALS BRASS FINISH, 1.5'' FEMALE NST WITH TAIL 1'' | 10.1531 | 37.3128
LIFECO-UK | 012002010012 | 012002010012 | Nipple for Branch 2.5” Male NST X 2.5” Male Morris Brass Finish | 22.25 | 81.7687
LIFECO-UK | 010005010008 | 010005010008 | Nipple for Branch 1.5” Male NST X 2.5” Male Morris Brass Finish | 21.3016 | 78.2835
LIFECO-UK | 231007201669 | 231007201669 | COUPLING 2.5" X 2.5", INLET FEMALE NST X OUTLET MALE NPT, BRASS MATERIALS | 22.6613 | 83.2804
HOSE NOZZLES
LIFECO-UK |  |  | Jet Spray Hose Nozzle, 2.5" BS336 inlet, Aluminium Body, 3 way control (Jet-Spray-Shut off), Size 2.5", 14m Throwrange, LIFECO-UK, Model LF-HN65 | 35.3741 | 130
LIFECO-UK |  |  | BRANCH (FOG NOZZLE) 1.5” NST BRASS JET & SPRAY UL LISTED, LIFECO-UK, Model LFSHN40 | 35.6422 | 130.985
LIFECO-UK |  |  | BRANCH (FOG NOZZLE) 2.5” NST BRASS JET & SPRAY UL LISTED, LIFECO-UK, Model LFSHN65 | 59.7812 | 219.696
LIFECO-UK |  |  | BRANCH (FOG NOZZLE) 2.5” BS336 Instantaneous Fire Hose Coupling BRASS JET & SPRAY, UL LISTED, LIFECO-UK, Model LFSHN65 | 62.0844 | 228.16
No Available Engine on 3500 RPM, the pump set will be paired with 2900 RPM pump with 2900 RPM Diesel Engine
No Available Engine on 3500 RPM, the pump set will be paired with 2900 RPM pump with 2900 RPM Diesel Engine
No Available Engine on 3500 RPM, the pump set will be paired with 2900 RPM pump with 2900 RPM Diesel Engine
No Available Engine on 3500 RPM, the pump set will be paired with 2900 RPM pump with 2900 RPM Diesel Engine
No Available Engine on 3500 RPM, the pump set will be paired with 2900 RPM pump with 2900 RPM Diesel Engine

## Emergency & Exit Light
LIFECO-UK EMERGENCY & EXIT LIGHTS
Item of | Item Code | Item Code | Description | LIFECO-UK GP (USD) | LIFECO-UK GP (AED)
Emergency Bulkhead Light
LIFECO-UK |  |  | Emergency/Exit Light Bulkhead, LED, Surface Type, 5W (maintained) - 1.5W(non-maintained), UL Listed, LIFECO-UK, Model LF-LED-500F | 17.9619 | 66.01
LIFECO-UK |  |  | Emergency Light Bulkhead, LED, Surface Type, 5W (maintained) - 1.5W(non-maintained),UL Listed, LIFECO-UK, Model LF-LED-500C | 17.9619 | 66.01
LIFECO-UK |  |  | Ceiling Mounting Bracket for Recessed Type. | 2.9842 | 10.9671
LIFECO-UK |  |  | Pictogram direction sticker Size:292.5*95.70 mm (Length* width) | 0.3066 | 1.1268
Emergency Double Head Light
LIFECO-UK |  |  | Emergency Light Double Head, LED Type, 3Hrs Duration, 2.5W Input Power, UL Listed, LIFECO-UK, Model LF-LED-600B * Max mounting height 3.1 meter | 22.7184 | 83.49
LIFECO-UK |  |  | Emergency Light Double Head, LED Type, 1.5 Hrs Duration, 2.5W Input Power, UL Listed, LIFECO-UK, Model LF-LED-600A * Max mounting height 4.9 meter | 22.7184 | 83.49

## EN Standard (LPCB) Fire Alarm
LIFECO-UK Addresable X500 Series Fire Alarm - LPCB Approved
Item of | Item Code | Item Code | Description | LIFECO-UK GP (USD) | LIFECO-UK GP (AED)
Fire Alarm Control Panel & Repeater
LIFECO-UK |  |  | LIFECO-UK Addressable Fire Alarm Control Panel, 4 Loop basic configuration up to 1016 Addressable Devices, 7'' LCD display touch screen, Built-in Printer, Glass door and Communication Card, LPCB Approved, Model LF-X500-4 | 2296 | 8437.8
LIFECO-UK |  |  | LIFECO-UK Addressable Fire Alarm Control Panel, 2 Loop basic configuration up to 508 Addressable Devices, 7'' LCD display touch screen, Built-in Printer, Glass Door and without Communication Card, LPCB Approved, Model LF-X500-2 | 1250 | 4593.75
LIFECO-UK |  |  | LIFECO-UK Addressable Fire Alarm Control Panel, 1 Loop basic configuration up to 254 Addressable Devices, 7'' LCD display touch screen, Built-in Printer, without Glass Door and Communication Card, LPCB Approved, Model LF-X500-1 | 685 | 2517.375
LIFECO-UK |  |  | LIFECO-UK LCD Repeater Panel, Passive repeater panel type, Loop sited wiring with external 24V supply, Model LF-X5330 | 255.17 | 937.7497
LIFECO-UK |  |  | LIFECO-UK Intelligent Graphic Repeater Kit (mimic panel kit), Loop sited wiring with external 24V supply, Display up to 256 alarm points, without cabinet (cabinet is optional), Model LF-X5331 | 215 | 790.125
LIFECO-UK |  |  | LIFECO-UK USB Dongle, a USB authentication access control of X500 panel series Model LF-5814 | 811.4583 | 2982.1094
LIFECO-UK |  |  | LIFECO-UK Network & Communication Card for Class A CAN Bus networkable, USB port, Ethernet Port, and RS485/RS232 Serial Connection, Model LF-NC5004 | 316.6667 | 1163.75
LIFECO-UK |  |  | LIFECO-UK Network & Communication Card for Class A CAN Bus networkable, USB port, Ethernet Port, and RS485/RS232 Serial Connection, Support Modbus RTU signal output, Model LF-NC5004-Modbus | 356.25 | 1309.2188
LIFECO-UK |  |  | LIFECO-UK Network & Communication Card for Class A CAN Bus networkable, USB port, Ethernet Port, and RS485/RS232 Serial Connection, Support TCP/IP Networking, Model LF-NC5004-IP | 356.25 | 1309.2188
LIFECO-UK |  |  | LIFECO-UK Dual Loop Card for 254 Devices Per Poop and Total 508 Devices, Model LF-LC5004 | 491 | 1804.425
LIFECO-UK |  |  | LIFECO-UK Fiber Optic Interface Module, Required NC7004 network card to configure to the X500 series, Up to 20Km, Model LF-MC201 | 675.2125 | 2481.4059
LIFECO-UK |  |  | LIFECO-UK Graphic Monitoring Software (computer is excluded): 1. Computer software, enabling complete color graphic control and display system. 2. Making complete monitoring, commmisoning and control to the Fire Alarm System. 3. Included USB authentication to access control software. 4. Display the real time information of fire alarm , full device details, time of alarm and location and maintenance record. 5. Support up to 8 client users. , Model LF-X5812 | 1187.5 | 4364.0625
Initiating Device - Detectors and Base
LIFECO-UK |  |  | LIFECO-UK Intelligent Smoke Detector, Photoelectric type, (Base is included), LPCB Approved, Model LF-X5100 | 26.67 | 98.0122
LIFECO-UK |  |  | LIFECO-UK Intelligent Heat Detector, Fixed and Rate of Rise type, (Base is included), LPCB Approved, Model LF-X5110 | 24.73 | 90.8828
LIFECO-UK |  |  | LIFECO-UK Intelligent Heat & Smoke Combined Detector, (Base is included), LPCB Approved, Model LF-X5120 | 43.1 | 158.3925
LIFECO-UK |  |  | LIFECO-UK Addressable Base, LPCB Approved, Model LF-X5980 | TBA | TBA
LIFECO-UK |  |  | LIFECO-UK Addressable Sounder Base, Model LF-X5322 | 33.4479 | 122.9211
LIFECO-UK |  |  | LIFECO-UK Base Mount Short Circuit Isolator, LPCB Approved, Model LF-X5232 | 18.2083 | 66.9156
LIFECO-UK |  |  | LIFECO-UK Addressable Flashing Beacon Base, LPCB Approved, Model LF-X5302 | 35.4271 | 130.1945
LIFECO-UK |  |  | LIFECO-UK Conventional Reflective Beam Detector, Including 4-piece reflectors, LPCB Approved, Model LF-X5130 | 351.86 | 1293.0855
LIFECO-UK |  |  | LIFECO-UK Reflectors for Beam Detector, included 40-piece reflectors, LPCB Approved, Model LF-X5130-R | 316.6667 | 1163.75
LIFECO-UK |  |  | LIFECO-UK Duct Probe with Samplping Pipe, Model LF-X5988 | 98.8 | 363.09
Initiating Device - Manual Call Point
LIFECO-UK |  |  | LIFECO-UK Addressable Intelligent Manual Call Point, LPCB Approved, Model LF-X5140 | 34.48 | 126.714
LIFECO-UK |  |  | LIFECO-UK Protective Flip Cover Model LF-X5140-PFC | 3.1667 | 11.6375
LIFECO-UK |  |  | LIFECO-UK Mounting Box, Model LF-X5140-MB | 3.0875 | 11.3466
LIFECO-UK |  |  | LIFECO-UK Weatherproof Mounting Box, Model LF-X5963 | 20.8 | 76.44
Modules
LIFECO-UK |  |  | LIFECO-UK Addressable Input Module, Model LF-X5200 | 26.78 | 98.4165
LIFECO-UK |  |  | LIFECO-UK Addressable Single I / O Module, LPCB Approved, Model LF-X5210 | 40.17 | 147.6248
LIFECO-UK |  |  | LIFECO-UK Addressable Dual I / O Module, Model LF-X5220 | 64.125 | 235.6594
LIFECO-UK |  |  | LIFECO-UK Addressable Sounder Circuit Module, Model LF-X5211 | 44.3333 | 162.925
LIFECO-UK |  |  | LIFECO-UK Isolator Module, LPCB Approved, Model LF-X5230 | 29.31 | 107.7142
LIFECO-UK |  |  | LIFECO-UK Addressable Zone Monitor Unit, Model LF-X5201 | 39.1875 | 144.0141
LIFECO-UK |  |  | LIFECO-UK Mounting Box for Module, Model LF-X5990 | 2.9688 | 10.9102
LIFECO-UK |  |  | LIFECO-UK Addressable Multi - I / O Module, Model LF-X5221 | 138.0667 | 507.395
LIFECO-UK |  |  | LIFECO-UK Addressable 12 In / 2 Out Module, Model LF-X5223 | 144.4792 | 530.9609
LIFECO-UK |  |  | LIFECO-UK Loop Relay Module, Model LF-X5240 | 150.0208 | 551.3266
Addressable Notification Device
LIFECO-UK |  |  | LIFECO-UK Addressable Sounder Strobe, (Base is included), LPCB Approved, Model LF-X5300 | 34.48 | 126.714
LIFECO-UK |  |  | LIFECO-UK Addressable Sounder, (Base is included), Model LF-X5320 | 31 | 113.925
Handheld Programmer
LIFECO-UK |  |  | LIFECO-UK Handheld Programmer for write, read and erase device parameters, Packed with twin 1.5V AA battery and cable, Model LF-X5932 | 187.66 | 689.6505
Power Supply
LIFECO-UK |  |  | LIFECO-UK Intelligent Power Supply Unit, 5A 24VDC, without Batteries, Model LF-X24-5A | 517.24 | 1900.857
LIFECO-UK |  |  | LIFECO-UK Intelligent Power Supply Unit, 10A 24VDC, without Batteries, Model LF-X24-10A | 620.69 | 2281.0358

## ANSI Standard (UL) Fire Alarm
LIFECO-UK UL Fire Alarm System
ITEM OF | Item Code | Item Code | Description | LIFECO-UK GP (USD) | LIFECO-UK GP (AED)
MATRIX Fire Alarm Control Panel, Repeater and Accessoreis
LIFECO-UK |  |  | Matrix, 4 slot, Standard Enclosure, English, 5.25A 115V, 2 Loop, Red, No Printer, UL listed - LIFECO-UK, Model LF-M101H1-10 | 3575.9514 | 13141.6214
LIFECO-UK |  |  | Matrix, 4 slot, Standard Enclosure, English, 5.25A 115V, 2 Loop, Red, Printer, 48 LED's,UL listed - LIFECO-UK, Model LF-M101H1-14 | 4620.269 | 16979.4886
LIFECO-UK |  |  | Matrix, 4 slot, Standard Enclosure, English, 5.25A 115V, 2 Loop, Red, No Printer, 48 LED's,UL listed - LIFECO-UK, Model LF-M101H1-15 | 3793.737 | 13941.9834
LIFECO-UK |  |  | Matrix, 4 slot, Standard Enclosure, English, 5.25A 115V, 2 Loop, Red, No Printer, 96 LED's, UL listed - LIFECO-UK, Model LF-M101H1-16 | 3951.9655 | 14523.4733
LIFECO-UK |  |  | Matrix, 4 slot, Standard Enclosure, English, 5.25A 115V, 2 Loop, Red, No Printer, 144 LED’s, UL listed - LIFECO-UK, Model LF-M101H1-17 | 4115.8048 | 15125.5828
LIFECO-UK |  |  | Matrix, 4 slot, Standard Enclosure, English, 5.25A 230V, 2 Loop, Red, No Printer, UL listed - LIFECO-UK, Model LF-M102H1-10 | 3405.5892 | 12515.5401
LIFECO-UK |  |  | Matrix, 4 slot, Standard Enclosure, English, 5.25A 230V, 2 Loop, Red, Printer, 48 LED's, UL listed - LIFECO-UK, Model LF-M102H1-14 | 4620.269 | 16979.4886
LIFECO-UK |  |  | Matrix, 4 slot, Standard Enclosure, English, 5.25A 230V, 2 Loop, Red, No Printer, 48 LED's, UL listed - LIFECO-UK, Model LF-M102H1-15 | 3794.1739 | 13943.589
LIFECO-UK |  |  | Matrix, 4 slot, Standard Enclosure, English, 5.25A 230V, 2 Loop, Red, No Printer, 96 LED's, UL listed - LIFECO-UK, Model LF-M102H1-16 | 3952.8393 | 14526.6845
LIFECO-UK |  |  | Matrix, 4 slot, Standard Enclosure, English, 5.25A 230V, 2 Loop, Red, No Printer, 144 LED’s, UL listed - LIFECO-UK, Model LF-M102H1-17 | 4114.7931 | 15121.8645
LIFECO-UK |  |  | Matrix, 4 slot, Standard Enclosure, English, 10.25A , 2 Loop, Red, No Printer, UL listed - LIFECO-UK, Model LF-M103H1-10 | 4171.2918 | 15329.4972
LIFECO-UK |  |  | Matrix, 4 slot, Standard Enclosure, English, 10.25A , 2 Loop, Red, Printer, 48 LED's, UL listed - LIFECO-UK, Model LF-M103H1-14 | 5194.569 | 19090.0409
LIFECO-UK |  |  | Matrix, 4 slot, Standard Enclosure, English, 10.25A , 2 Loop, Red, No Printer, 48 LED's, UL listed - LIFECO-UK, Model LF-M103H1-15 | 4277.0687 | 15718.2276
LIFECO-UK |  |  | Matrix, 4 slot, Standard Enclosure, English, 10.25A , 2 Loop, Red, No Printer, 96 LED's, UL listed - LIFECO-UK, Model LF-M103H1-16 | 4520.8157 | 16613.9976
LIFECO-UK |  |  | Matrix, 4 slot, Standard Enclosure, English, 10.25A , 2 Loop, Red, No Printer, 144 LED’s, UL listed - LIFECO-UK, Model LF-M103H1-17 | 4684.0801 | 17213.9944
LIFECO-UK |  |  | Matrix, 4 slot, Deep Enclosure, English, 10.25A , 2 Loop, Red, No Printer, UL listed - LIFECO-UK, Model LF-M303H1-10 | 4249.4747 | 15616.8197
LIFECO-UK |  |  | Matrix, 4 slot, Deep Enclosure, English, 10.25A , 2 Loop, Red, Printer, 48 LED's, UL listed - LIFECO-UK, Model LF-M303H1-14 | 5275.0514 | 19385.814
LIFECO-UK |  |  | Matrix, 4 slot, Deep Enclosure, English, 10.25A , 2 Loop, Red, No Printer, 48 LED's, UL listed - LIFECO-UK, Model LF-M303H1-15 | 4438.0337 | 16309.7738
LIFECO-UK |  |  | Matrix, 4 slot, Deep Enclosure, English, 10.25A , 2 Loop, Red, No Printer, 96 LED's, UL listed - LIFECO-UK, Model LF-M303H1-16 | 4599.8035 | 16904.2777
LIFECO-UK |  |  | Matrix, 4 slot, Deep Enclosure, English, 10.25A , 2 Loop, Red, No Printer, 144 LED’s, UL listed - LIFECO-UK, Model LF-M303H1-17 | 4761.7802 | 17499.5422
LIFECO-UK |  |  | Matrix, 8 slot, Deep Enclosure, English, 10.25A , 2 Loop, Red, No Printer, UL listed - LIFECO-UK, Model LF-M903H1-10 | 4336.8557 | 15937.9448
LIFECO-UK |  |  | Matrix, 8 slot, Deep Enclosure, English, 10.25A , 2 Loop, Red, Printer, 48 LED's, UL listed - LIFECO-UK, Model LF-M903H1-14 | 5362.4324 | 19706.9391
LIFECO-UK |  |  | Matrix, 8 slot, Deep Enclosure, English, 10.25A , 2 Loop, Red, No Printer, 48 LED's, UL listed - LIFECO-UK, Model LF-M903H1-15 | 4526.4954 | 16634.8707
LIFECO-UK |  |  | Matrix, 8 slot, Deep Enclosure, English, 10.25A , 2 Loop, Red, No Printer, 96 LED's, UL listed - LIFECO-UK, Model LF-M903H1-16 | 4688.6791 | 17230.8957
LIFECO-UK |  |  | Matrix, 8 slot, Deep Enclosure, English, 10.25A , 2 Loop, Red, No Printer, 144 LED’s, UL listed - LIFECO-UK, Model LF-M903H1-17 | 4851.9436 | 17830.8926
LIFECO-UK |  |  | LIFECO-UK Matrix UL Demo Case | 0 | 0
LIFECO-UK |  |  | LIFECO-UK Matrix UL Vision Network Repeater - surface - Red Model LF-MC00NC-10 | 1575.157 | 5788.7021
LIFECO-UK |  |  | LIFECO-UK Matrix UL network module (Ethernet and IFAM) Model LF-M-S723 | 479.9285 | 1763.7372
LIFECO-UK |  |  | LIFECO-UK Matrix UL 2 loop card Model LF-M-S758 | 719.8583 | 2645.4791
LIFECO-UK |  |  | LIFECO-UK Matrix UL 8 way relay module Model LF-M-S791 | 430.0064 | 1580.2734
LIFECO-UK |  |  | LIFECO-UK Matrix UL Media Gateway module Model LF-M-S788 | 961.1907 | 3532.3759
LIFECO-UK |  |  | LIFECO-UK Matrix UL Vision Network Annunciator module Model LF-M-S787 | 1218.7346 | 4478.8498
LIFECO-UK |  |  | LIFECO-UK Matrix UL Front panel board Model LF-M-S721 | 1349.5762 | 4959.6924
LIFECO-UK |  |  | FACP UL Back board Model LF-M-S722 | 407.0114 | 1495.7668
LIFECO-UK |  |  | FACP UL Extension board Model LF-M-S786 | 311.0763 | 1143.2053
LIFECO-UK |  |  | FACP UL Printer Model LF-M-S768 | 838.1675 | 3080.2656
LIFECO-UK |  |  | FACP UL Zone LED module Model LF-M-S771 | 171.0827 | 628.7291
LIFECO-UK |  |  | FACP UL System A board Model LF-M-S769 | 407.9082 | 1499.0626
LIFECO-UK |  |  | FACP UL System B board Model LF-M-S770 | 362.5851 | 1332.5001
LIFECO-UK |  |  | Matrix 5.25 Amp Power Supply Kit (240V) Model LF-M-S406 | 805.2847 | 2959.4211
LIFECO-UK |  |  | Matrix 10.25 Amp Power Supply Kit Model LF-M-S408 | 428.8106 | 1575.8791
LIFECO-UK |  |  | Matrix 16 Channel I/O board Model LF-M-K1171-00 | 479.9285 | 1763.7372
LIFECO-UK |  |  | Matrix 16 Channel I/O board Interface c/w board Model LF-M-K0770-11 | 671.9137 | 2469.2829
LIFECO-UK |  |  | Matrix 16 Channel I/O board Interface c/w 2 boards Model LF-M-K0770-12 | 1151.8192 | 4232.9356
LIFECO-UK |  |  | Matrix 16 Channel I/O board Interface c/w 3 boards Model LF-M-K0770-13 | 1631.7477 | 5996.6728
LIFECO-UK |  |  | LIFECO-UK Matrix UL (4 slot) flushing collar Model KM5FCRD | 180.7227 | 664.1561
LIFECO-UK |  |  | LIFECO-UK Matrix UL Vision Repeater flushing collar Model KM1098RD | 65.5631 | 240.9445
LIFECO-UK |  |  | Thermal Printer Paper Roll (Pack of 20) - 58mm Wide Model KB3472 | 191.9024 | 705.2413
Initiating Device - Addressable Detectors with Base
LIFECO-UK |  |  | LIFECO-UK, PHOTO ELECTRIC SMOKE SENSOR, BONE PC, UL Listed, Model LF-ALO
LIFECO-UK |  |  | ATJ-EA HEAT SENSOR, BONE PC,UL Listed, LIFECO-UK, Model LE-ATJ-EA
LIFECO-UK |  |  | LIFECO-UK, MULTI CRITERIA SENSOR, UL Listed, LIFECO-UK, Model LF-ACE-V
LIFECO-UK |  |  | 4" ANALOG SENSOR BASE, BONE PC, UL Listed, LIFECO-UK, Model LE-YBN-NSA47
LIFECO-UK |  |  | 6" ANALOG SENSOR BASE, BONE PC, UL Listed, LIFECO-UK, Model LE-HSB-NSA67
LIFECO-UK |  |  | ANALOG SOUNDER BASE (AUX POWER), UL Listed, LIFECO-UK, Model LE-ASB7
LIFECO-UK |  |  | LIFECO-UK, DUCT DETECTOR WITH PHOTO ELECTRIC SMOKE SENSOR, UL Listed, Model LF-DH-100-A
Initiating Device - Addressable Manual Pull Station
LIFECO-UK |  |  | SINGLE ACTION ADDRESSABLE MANUAL PULL STATION, UL Listed, LIFECO-UK, Model LE-DCP-AMS
LIFECO-UK |  |  | DUAL ACTION ADDRESSABLE MANUAL PULL STATION, UL Listed, LIFECO-UK, Model LE-DCP-AMS-LP
LIFECO-UK |  |  | DUAL ACTION COVER, Model: DA-C
LIFECO-UK |  |  | PULL STATION BACK BOX, LIFECO-UK, Model: LPS-BB
Addressable Modules
LIFECO-UK |  |  | FAST RESPONSE CONTACT MODULE, W/ FACE PLATE FOR 4" BOX, UL Listed, LIFECO-UK, Model LE-DCP-FRCMA
LIFECO-UK |  |  | CONVENTIONAL ZONE MODULE,UL Listed, LIFECO-UK, Model LE-DCP-CZM
LIFECO-UK |  |  | DUAL INPUT MONITOR MODULE, WITH FACE PLATE INDICATING/LED, UL Listed, LIFECO-UK, Model LE-DCP-DIMM
LIFECO-UK |  |  | DUAL RELAY MODULE 4", 1 AMP @ 24VDC or 0.5 AMP @ 120VAC ,UL Listed, LIFECO-UK, Model LE-DCP-R2M
LIFECO-UK |  |  | DUAL RELAY MODULE 4", 2 AMPS @ 24VDC or 1 AMP @ 120VAC, UL Listed, LIFECO-UK, Model LE-DCP-R2ML
LIFECO-UK |  |  | DUAL RELAY MODULE 4", 2 AMPS @24VDC or 1 AMP @! 120VAC, w/ISOLATOR, UL Listed, LIFECO-UK, Model LE-DCP-R2ML-I
LIFECO-UK |  |  | DUAL RELAY MODULE 4", 8 AMPS @ 24VDC or 2 AMPS @ 120VAC, UL Listed, LIFECO-UK, Model LE-DCP-R2MH
LIFECO-UK |  |  | DUAL RELAY MODULE 4", 8 AMPS @ 24VDC or 2 AMPS @ 120VAC, w/ISOLATOR, UL Listed, LIFECO-UK, Model LE-DCP-R2MH-I
LIFECO-UK |  |  | SUPERVISED OUTPUT MODULE 4" CLASS A, UL Listed, LIFECO-UK, Model LE-DCP-SOM-A
LIFECO-UK |  |  | SUPERVISED OUTPUT MODULE 4" CLASS A ISOLATOR, UL Listed, LIFECO-UK, Model LE-DCP-SOM-AI
LIFECO-UK |  |  | SHORT CIRCUIT ISOLATOR , UL Listed, LIFECO-UK, Model LE-DCP-SCI
Hochiki |  |  | FAST RESPONSE CONTACT MODULE, UL Listed, Model DCP-FRCME-P
Initiating Device - Conventional Detectors and Base
LIFECO-UK |  |  | LIFECO-UK, CONVENTIONAL PHOTOELECTRIC SMOKE DETECTOR, UL Listed, Model LE-SOE-24V
LIFECO-UK |  |  | LIFECO-UK, CONVENTIONAL MULTI HEAT AND PHOTOELECTRIC SMOKE DETECTOR, UL Listed, Model LE-SOE-24H
LIFECO-UK |  |  | 135 DEGREE, FIXED TEMP. HEAT DETECTOR (USE HSC220L BASE), UL Listed, LIFECO-UK, Model LE-DFE-135
LIFECO-UK |  |  | 190 DEGREE, FIXED TEMP. HEAT DETECTOR (USE HSC220L BASE), UL Listed, LIFECO-UK, Model LE-DFE-190
LIFECO-UK |  |  | 135 DEGREE, FIXED TEMP./RATE OF RISE HEAT DETECTOR, UL Listed, LIFECO-UK, Model LE-DCD-135
LIFECO-UK |  |  | 190 DEGREE, FIXED TEMP./RATE OF RISE HEAT DETECTOR, UL Listed, LIFECO-UK, Model LE-DCD-190
LIFECO-UK |  |  | RATE OF RISE HEAT DETECTOR , UL Listed, LIFECO-UK, Model LE-DSC-EA
LIFECO-UK |  |  | Projected BEAM Smoke DETECTOR, UL Listed, LIFECO-UK, Model LE-SPC-24
LIFECO-UK |  |  | 2 WIRE, 6" DETECTOR BASE, 24 VDC, UL Listed, Model NS6-220
LIFECO-UK |  |  | 2 WIRE, 6" DETECTOR BASE, 24 VDC WHITE, UL Listed, Model NS6-220W
LIFECO-UK |  |  | 2 WIRE, 4" DETECTOR BASE, 24 VDC, UL Listed, Model NS4-220
LIFECO-UK |  |  | 2 WIRE, 4" DETECTOR BASE, 24 VDC WHITE, UL Listed, Model NS4-220W
LIFECO-UK |  |  | 6" RELAY BASE, 24 VDC, UL Listed, Model HSC-220R
LIFECO-UK |  |  | 4-WIRE, 6" RELAY BASE, 24 VDC BONE, UL Listed, LIFECO-UK, Model LE-HSC-4R
LIFECO-UK |  |  | LIFECO-UK,CONVENTIONAL PHOTO DUCT DETECTOR, UL Listed, Model LF-DH-100-P
LIFECO-UK |  |  | SAMPLING TUBE 2.5 FT, LIFECO-UK, Model STS-2.5
LIFECO-UK |  |  | SAMPLING TUBE 5 FT, LIFECO-UK, Model STS-5.0
LIFECO-UK |  |  | SAMPLING TUBE 10 FT, LIFECO-UK, Model STS-10
MISC. (Duct Detector Accessories)
HOCHIKI |  |  | REMOTE ALARM LED, Model: MS-RA
HOCHIKI |  |  | REMOTE ALARM LED AND PILOT LED (DH-98AR ONLY), Model: MS-RA/P
HOCHIKI |  |  | REMOTE ALARM LED & PUSH-BUTTON TEST/RESST SWITCH (DH-98AR ONLY), Model: MS-RA/R
Initiating Device - Conventional Manual Pull Station
LIFECO-UK |  |  | PULL STATION, DUAL ACTION, INCLUDES GLASS ROD, UL Listed, LIFECO-UK, Model LE-HPS-DAH
LIFECO-UK |  |  | PULL STATION, SINGLE ACTION, WEATHER PROOF, UL Listed, LIFECO-UK, Model LE-HPS-SAH-WP
HOCHIKI |  |  | PULL STATION, SINGLE ACTION, EXPLOSIVE WEATHER PROOF (HA LABELED), UL Listed, Model HPS-SA-EX/WP
HOCHIKI |  |  | P/S SINGLE ACTION WITH PRE-SIGNAL KEY (HA LABELED), UL Listed, Model HPS-SAH-PSK
HOCHIKI |  |  | MANUAL PULL STATION FOR FIRE SUPPRESSION RELEASE, Model: HPS-DAK-SR
Miscellaneous
HOCHIKI |  |  | DUAL SLC LOOP EXPANDER CARD, Nodel: FN-4127-SLC
HOCHIKI |  |  | NETWORK INTERFACE CARD, Model: FN-4127-NIC
HOCHIKI |  |  | 16 CHANNEL INPUT/OUTPUT BOARD, Model: FN-4127-IO
HOCHIKI |  |  | FNP-LED-R FireNET Graphix LED Annunicator
HOCHIKI |  |  | BATTERY CABINET SURFACE MOUNT,RED Model: FN-ACC-R
HOCHIKI |  |  | HAND-HELD PROGRAMMER, Model: AP7
HOCHIKI |  |  | CONFIGURATION LEAD (NON JACKETED), Model: X187
HOCHIKI |  |  | TEST FILTER KIT, Model: SPB-24/24N
HOCHIKI |  |  | EOLR 12V/24V END OF LINE RELAY, UL Listed, LIFECO-UK, Model PAM-4
HOCHIKI |  |  | Conventional Photoelectric Smoke Detector, Model: SOC-E-IS
HOCHIKI |  |  | HEAT DET. EEX1A11CT5 55C, Model: DCD-1E-IS
HOCHIKI |  |  | INTRINSICALLY SAFE BASE, Model: YBN-R/4IS
HOCHIKI |  |  | CALLPOINT IS NO/470 FLEX FLUSH, Model: CCP-E-IS
HOCHIKI |  |  | short circuit isolator base, Model: LF-SCI-B47
HOCHIKI |  |  | SHORT CIRCUIT ISOLATOR BASE, BONE, Model: LF-SCI-B67
HOCHIKI |  |  | Analog Low Frequency Sounder Base, Model: ASBL-7
HOCHIKI |  |  | ISOLATED BARRIER, Model: KFD0-CS-EX2.51P
HOCHIKI |  |  | ENCLOURE-BARRIER/ISOLATOR, Model: DX070
MISC. (Notification Appliances)
HOCHIKI |  |  | WEATHERPROOF OUTDOOR STROBE 24VDC/75CD/RED (UL), Model: WHES24-75WR | 108.4856 | 398.6845
HOCHIKI |  |  | WEATHERPROOF HORN/STROBE/24VDC/75CD/RED(UL), Model: WHEC24-75WR | 133.3687 | 490.13
HOCHIKI |  |  | Horn w/Strobe. Red Clr.24 VDC, Model HEC24-1575WR UL
HOCHIKI |  |  | HORN 24VDC/ RED (UL), Model: HEH24-WR
HOCHIKI |  |  | STROBE 24VDC/15/30/60/75DC WALL MOUNT-RED, Model: HES3-24WR
HOCHIKI |  |  | HORN/STROBE 24VDC/15/30/60/75CD/WALL MOUNT/RED, Model: HEC3-24WR
MISC. (Fiber Optic Solution)
HOCHIKI |  |  | RS232/422/485 (Hochiki) to Fiber Optic Multi Mode Converter W/ST Connectors (5km), Model: TCF-142-M-ST
HOCHIKI |  |  | RS-232/422/485 TO FIBER OPTIC SINGLE MODE CONVERTER W/SC CONNECTORS (40km), Model: TCF-142-S-ST
MISC. (POWER SUPPLIES/EXTENDER)
HOCHIKI |  |  | POWER EXTENDER, 6 AMP, SYNC NOTIFICATION (220V) MODEL PE-6SN (220V)
HOCHIKI |  |  | POWER EXTENDER, 10 AMP, SYNC NOTIFICATION (220V) MODEL PE-10SN (220V)
HOCHIKI |  |  | 2.5AMP 24VDC, AUXILIARY POWER SUPPLY, RED, 220V MODEL FN-300X/220V
HOCHIKI |  |  | 4AMP 24VDC, AUXILIARY POWER SUPPLY, RED, 220V MODEL FN-400X/220V
HOCHIKI |  |  | 6AMP 24VDC, AUXILIARY POWER SUPPLY, RED, 220V MODEL FN-600X/220V
HOCHIKI |  |  | 10AMP 24VDC, AUXILIARY POWER SUPPLY, RED, 220V MODEL FN-1024X/220V
Note on D61: Mohamed Salaheldin: For Double Action MCP, quote single action with cover.

## Conventional Fire Alarm
LIFECO-UK Conventional Fire Alarm
Item of | Item Code | Item Code | Description | LIFECO-UK GP (USD) | LIFECO-UK GP (AED)
Conventional Control Panel
LIFECO-UK |  |  | LIFECO-UK Conventional Fire Detection and Alarm Control Panel, 1 Zone (Expandable to 2 Zone), Comply to EN54, 220VAC, 50/60Hz, without Battery, Model LF-CCP50-1 | 118.65 | 436.05
LIFECO-UK |  |  | Control Panel Conventional 4 Zone without Battery , LIFECO-UK, Model Eagle 4 | 151.1102 | 555.33
LIFECO-UK |  |  | Control Panel Conventional 6 Zone without Battery LIFECO-UK, Model Eagle 6 | 0
LIFECO-UK |  |  | Control Panel Conventional 8 Zone without Battery LIFECO-UK, Model Eagle 8 | 211.0751 | 775.7011
LIFECO-UK |  |  | Control Panel Conventional 12 Zone without Battery , LIFECO-UK, Model Eagle 12 | 344.268 | 1265.1849
LIFECO-UK |  |  | Control Panel Conventional 16 Zone without Battery , LIFECO-UK, Model Eagle 16 | 431.7424 | 1586.6535
Initiating Device - Conventional Detectors
LIFECO-UK |  | FFFAL04DTNEW129800U | LIFECO-UK Conventional Smoke Detector with Base, UL Listed, Model LF-S50 | 16.32 | 60
LIFECO-UK |  | FFFAL04DTH070098006U | LIFECO-UK Conventional Heat Detector with Base, UL Listed, Model LF-F50 | 15.7 | 58
LIFECO-UK |  |  | LIFECO-UK Conventional Combined Smoke & Heat Detector with Base, UL Listed, Model LF-FS50 | 21.7687 | 80
LIFECO-UK |  |  | LIFECO-UK Conventional Rate of Rise Heat Detector with Base, UL Listed, Model LF-F50R | 19.0476 | 70
Initiating Device - Conventional Manual Call Point
LIFECO-UK |  |  | Manual Call Point Conventional, ULen Listed, LIFECO-UK, Model LF-MCP100 | 14.96 | 55
LIFECO-UK |  |  | Plastic Flip Cover for Manual Call Point LF-MCP100, Model LF-PFC | 3.2762 | 12.04
Notification Device
LIFECO-UK |  |  | Bell Fire Alarm Conventional 6” 24vdc, UL Listed, LIFECO-UK, Model LFB16 | 23.1293 | 85
LIFECO-UK |  |  | Bell Fire Alarm Conventional 8” 24vdc, UL Listed, LIFECO-UK, Model LFB8 | 24.4898 | 90
LIFECO-UK |  |  | Weatherproof Bell Fire Alarm Back Box | 9.198 | 33.8026
LIFECO-UK |  |  | Siren 24vdc , LIFECO-UK, Model LF/SI | 3.5048 | 12.88
LIFECO-UK |  |  | Siren with Strobe 24vdc , LIFECO-UK, Model LF/SS | 4.37 | 16.0597
LIFECO-UK |  |  | Conventional Siren with Flasher Model LF-AV-4125 | 9.2 | 33.81
LIFECO-UK |  |  | LIFECO-UK Conventional Sounder, Surface Mounted, Red, ULen Listed, Model: LF-1010RSX | 48.1034 | 176.78
LIFECO-UK |  |  | LIFECO-UK Conventional Sounder VID, Surface Mounted, Red, ULen Listed, Model: LF-1110RSR | 51.2082 | 188.19
LED Remote Indicator
LIFECO-UK |  |  | Indicator Remote Led 24 vdc, Colour white, LIFECO-UK, Model LFR-100 | 2.3 | 8.4525
Stand Alone/Battery Operated Detectors
LIFECO-UK |  |  | Battery Operated Smoke Detector Conventional, 9 VDC, 220 VAC, LIFECO-UK, Model LF-SD-41 | 5.7453 | 21.114
LIFECO-UK |  |  | Battery Operated Heat Detector 57C, Conventional, 9 VDC, 220 VAC, LIFECO-UK, Model LF-HD-42 | 5.7453 | 21.114
GAS DETECTOR
LIFECO-UK |  |  | Gas Detector (LPG), CE Marked, 230 ACV, 50/60Hz MODEL: LIFECO-UK GLF-GDW | 92 | 338.1
Detector Tester Kit
LIFECO-UK |  |  | LIFECO-UK Smoke and Heat Detectors Tester including standard pole extends from 2 to 3 meter, charger 100-240V-50-60Hz, 1 x 100ml Smoke Oil Bottle, Remote Control, Bag, and Universal Detectors Removal Head. | 1530 | 5622.75
LIFECO-UK |  |  | LIFECO-UK Liquid Smoke Oil Bottle 100ml. | 47 | 172.725
LIFECO-UK |  |  | LIFECO-UK Extension Pole up to 6m, fold length 1.5m. | 542 | 1991.85
LIFECO-UK |  |  | LIFECO-UK Extension Pole up to 10m, fold length 1.8m. | 706 | 2594.55

## Releasing Extinguishant Panel
Releasing Extinguishant Panel
Item of | Item Code | Item Code | Description | LIFECO-UK GP (USD) | LIFECO-UK GP (AED)
HAWK SERIES
LIFECO-UK |  |  | LIFECO-UK HAWK Releasing Panel, SUF/M panel, red, 230v, UL/FM Approved, Model LF1810-12 | 754.8299 | 2774
LIFECO-UK |  |  | LIFECO-UK HAWK Releasing Panel, SUF/M panel, red, 230v, UL/FM Approved, Model LF1810-13 | 600.0064 | 2205.0234
LIFECO-UK |  |  | LIFECO-UK Abort Switch Surface mount - red, UL/FM Approved, Model LF1823-10 | 89.6805 | 329.5757
LIFECO-UK |  |  | LIFECO-UK Manual extinguishant disablement switches, UL/FM Approved, Model LF1832-10 | 134.0608 | 492.6735
LIFECO-UK |  |  | LIFECO-UK Lamp Status Unit Surface mount - red, UL/FM Approved, model LF1821-11 | 209.4154 | 769.6016
LIFECO-UK |  |  | LIFECO-UK Lamp Status Unit Flush mount - red, UL/FM Approved, Model LF1821-12 | 222.7542 | 818.6218
LIFECO-UK |  |  | LIFECO-UK Lamp Status UnitW/mod slct key switch S/M, UL/FM Approved, Model LF1821-13 | 235.6067 | 865.8546
LIFECO-UK |  |  | LIFECO-UK Lamp Status UnitW/mod slct key switch FL/M, UL/FM Approved, Model LF1821-14 | 254.1651 | 934.0566
LIFECO-UK |  |  | LIFECO-UK Ancillary PCB w/Enclsre W/cabinet -red, UL/FM Approved, Model LF1822-10 | 349.041 | 1282.7257
Non-Listed Releasing Series
LIFECO-UK |  |  | Conventional Extinguishing Control Panel 24vdc with Battery, LIFECO-UK, Model LF/EX | 321.9249 | 1183.074
LIFECO-UK |  |  | Manual Release Station Conventional with cover yellow/A, LIFECO-UK, Model LF/RS | 10.6395 | 39.1
Battery for Extinguishing Panel
LIFECO-UK |  | 001023200003 | FIRE ALARM SYS. BATTERY 12V 7AH,(SEALED LEAD ACID, FOR EXTINGUISHING PANEL, STANDARD APPROVE | 53 | 194.775